## Unit
Field | Name | Description | Unit | Source(s)
1 | SEQUNT | eGRID2022 file unit sequence number |  | assigned
2 | YEAR | Data year
3 | PSTATABB | Plant state abbreviation |  | EIA-860
4 | PNAME | Plant name |  | EPA/CAMD
5 | ORISPL | DOE/EIA ORIS plant or facility code |  | EPA/CAMD, EIA-860
6 | UNITID | Unit ID |  | EPA/CAMD, EIA-923
7 | PRMVR | Prime Mover |  | EPA/CAMD, EIA-860
8 | UNTOPST | Unit operational status |  | EPA/CAMD, EIA-860
9 | CAMDFLAG | CAMD Program flag |  | EPA/CAMD
10 | PRGCODE | Program code(s) |  | EPA/CAMD
11 | BOTFIRTY | Boiler bottom and firing type |  | EPA/CAMD, EIA-860
12 | NUMGEN | Number of associated generators |  | EIA-860
13 | FUELU1 | Unit primary fuel |  | EPA/CAMD, EIA-923, EIA-860
14 | HRSOP | Unit operating hours | hours | EPA/CAMD
15 | HTIAN | Unit unadjusted annual heat input | MMBtu | EPA/CAMD, EIA-923
16 | HTIOZ | Unit unadjusted ozone season heat input | MMBtu | EPA/CAMD, EIA-923
17 | NOXAN | Unit unadjusted annual NOx emissions | tons | EPA/CAMD, EIA-923
18 | NOXOZ | Unit unadjusted ozone season NOx emissions | tons | EPA/CAMD, EIA-923
19 | SO2AN | Unit unadjusted annual SO2 emissions | tons | EPA/CAMD
20 | CO2AN | Unit unadjusted annual CO2 emissions | tons | EPA/CAMD
21 | HGAN | Unit unadjusted annual mercury emissions | lbs | EPA/CAMD
22 | HTIANSRC | Unit unadjusted annual heat input source |  | EPA/CAMD, EIA-923
23 | HTIOZSRC | Unit unadjusted ozone season heat input source |  | EPA/CAMD, EIA-923
24 | NOXANSRC | Unit unadjusted annual NOx emissions source |  | EPA/CAMD, EIA-923
25 | NOXOZSRC | Unit unadjusted ozone season NOx emissions source |  | EPA/CAMD, EIA-923
26 | SO2SRC | Unit unadjusted annual SO2 emissions source |  | EPA/CAMD, EIA-923
27 | CO2SRC | Unit unadjusted annual CO2 emissions source |  | EPA/CAMD, EIA-923
28 | HGSRC | Unit unadjusted annual mercury emissions source |  | EPA/CAMD
29 | SO2CTLDV | Unit SO2 (scrubber) first control device |  | EPA/CAMD, EIA-860
30 | NOXCTLDV | Unit NOx first control device |  | EPA/CAMD; EIA-860
31 | HGCTLDV | Unit Hg activated carbon injection system flag |  | EIA-860
32 | UNTYRONL | Unit year on-line |  | EPA/CAMD, EIA-860

## Generator
Field | Name | Description | Unit | Source(s) | Calculation
1 | SEQGEN | eGRID2022 file generator sequence number |  | assigned
2 | YEAR | Data year
3 | PSTATABB | Plant state abbreviation |  | EIA-860
4 | PNAME | Plant name |  | EPA/CAMD; EIA-860
5 | ORISPL | DOE/EIA ORIS plant or facility code |  | EPA/CAMD; EIA-860
6 | GENID | Generator ID |  | EIA-860
7 | NUMBLR | Number of associated boilers |  | EIA-860
8 | GENSTAT | Generator status |  | EIA-860
9 | PRMVR | Generator prime mover type |  | EIA-860
10 | FUELG1 | Generator primary fuel |  | EIA-860
11 | NAMEPCAP | Generator nameplate capacity | MW | EIA-860
12 | CFACT | Generator capacity factor |  | calculated | GENNTAN / (NAMEPCAP * 8760)
13 | GENNTAN | Generator annual net generation | MWh | EIA-923
14 | GENNTOZ | Generator ozone season net generation | MWh | EIA-923
15 | GENERSRC | Generation data source |  | assigned
16 | GENYRONL | Generator year on-line |  | EIA-860
17 | GENYRRET | Generator year retired |  | EIA-860

## Plant
Field | Name | Description | Unit | Source(s) | Calculation
1 | SEQPLT | eGRID 2022 file plant sequence number |  | assigned
2 | YEAR | Data year
3 | PSTATABB | Plant state abbreviation |  | EIA-860
4 | PNAME | Plant name |  | EPA/CAMD; EIA-860
5 | ORISPL | DOE/EIA ORIS plant or facility code |  | EPA/CAMD; EIA-860
6 | OPRNAME | Plant operator name |  | EIA-860
7 | OPRCODE | Plant operator ID |  | EIA-860
8 | UTLSRVNM | Utility service territory name |  | EIA-860
9 | UTLSRVID | Utility service territory ID |  | EIA-860
10 | SECTOR | Plant-level sector |  | EIA-860
11 | BANAME | Balancing authority name |  | EIA-860; EIA-861
12 | BACODE | Balancing authority ID code |  | EIA-860; EIA-861
13 | NERC | NERC region acronym |  | EIA-860
14 | SUBRGN | eGRID subregion acronym |  | EPA
15 | SRNAME | eGRID subregion name |  | EPA
16 | ISORTO | Plant associated ISO/RTO Territory |  | EIA-860
17 | FIPSST | Plant FIPS state code |  | US Census
18 | FIPSCNTY | Plant FIPS county code |  | US Census
19 | CNTYNAME | Plant county name |  | EIA-860
20 | LAT | Plant latitude |  | EIA-860
21 | LON | Plant longitude |  | EIA-860
22 | CAMDFLAG | CAMD Program flag |  | EPA/CAMD
23 | NUMUNT | Number of units |  | EIA-860
24 | NUMGEN | Number of generators |  | EIA-860
25 | PLPRMFL | Plant primary fuel |  | EPA/CAMD; EIA-923
26 | PLFUELCT | Plant primary fuel category |  | assigned
27 | COALFLAG | Flag indicating if the plant burned or generated any amount of coal |  | assigned
28 | CAPFAC | Plant capacity factor |  | calculated | PLNGENAN / NAMEPCAP*8760
29 | NAMEPCAP | Plant nameplate capacity | MW | EIA-860
30 | NBFACTOR | Plant nonbaseload factor |  | calculated
31 | RMBMFLAG | Biogas/biomass plant adjustment flag |  | assigned
32 | CHPFLAG | Combined heat and power (CHP) plant adjustment flag |  | EPA/CAMD; EIA-860
33 | USETHRMO | CHP plant useful thermal output | MMBtu | EIA-923
34 | PWRTOHT | CHP plant power to heat ratio |  | calculated | (3.413 * PLNGENAN / USETHRMO
35 | ELCALLOC | CHP plant electric allocation factor |  | calculated | (3.413*PLNGENAN)/(0.75*USETHRMO+3.413*PLNGENAN))
36 | PSFLAG | Plant pumped storage flag |  | EIA-860
37 | PLHTIAN | Plant annual heat input for combustion units | MMBtu | EPA/CAMD; EIA-923
38 | PLHTIOZ | Plant ozone season heat input for combustion units | MMBtu | EPA/CAMD; EIA-923
39 | PLHTIANT | Plant annual heat input for all units | MMBtu | EPA/CAMD; EIA-923
40 | PLHTIOZT | Plant ozone season heat input for all units | MMBtu | EPA/CAMD; EIA-923
41 | PLNGENAN | Plant annual net generation | MWh | EIA-923, EPA/CAMD
42 | PLNGENOZ | Plant ozone season net generation | MWh | EIA-923, EPA/CAMD
43 | PLNOXAN | Plant annual NOx emissions | tons | EPA/CAMD; calculated | LFG: UNNOX - NOx emissions
44 | PLNOXOZ | Plant ozone season NOx emissions | tons | EPA/CAMD; calculated | LFG: UNNOXOZ - Nox OZ emissions
45 | PLSO2AN | Plant annual SO2 emissions | tons | EPA/CAMD; calculated
46 | PLCO2AN | Plant annual CO2 emissions | tons | EPA/CAMD; calculated
47 | PLCH4AN | Plant annual CH4 emissions | lbs | calculated | Non-LFG: Total fuel consumption (MMBtu) * CH4 EF LFG: UNCH4 - CH4 emissions
48 | PLN2OAN | Plant annual N2O emissions | lbs | calculated | Non-LFG: Total fuel consumption (MMBtu) * N2O EF LFG: UNN2O - N20 emissions
49 | PLCO2EQA | Plant annual CO2 equivalent emissions ((1 * PLCO2AN) + (25 * PLCH4AN/2000) + (298 * PLN2OAN/2000)) | tons | calculated | Total fuel consumption (MMBtu) * CO2 EF
50 | PLHGAN | Plant annual Hg emissions | lbs | not calculated
51 | PLNOXRTA | Plant annual NOx total output emission rate | lb/MWh | calculated | PLNOXAN*2000/PLNGENAN
52 | PLNOXRTO | Plant ozone season NOx total output emission rate | lb/MWh | calculated | PLNOXRTO*2000/PLNOXOZ
53 | PLSO2RTA | Plant annual SO2 total output emission rate | lb/MWh | calculated | PLSO2AN*2000/PLNGENAN
54 | PLCO2RTA | Plant annual CO2 total output emission rate | lb/MWh | calculated | PLCO2AN*2000/PLNGENAN
55 | PLCH4RTA | Plant annual CH4 total output emission rate | lb/MWh | calculated | PLCH4AN/PLNGENAN
56 | PLN2ORTA | Plant annual N2O total output emission rate | lb/MWh | calculated | PLN2OAN/PLNGENAN
57 | PLC2ERTA | Plant annual CO2 equivalent total output emission rate | lb/MWh | calculated | PLCO2EQA*2000/PLNGENAN
58 | PLHGRTA | Plant annual Hg total output emission rate | lb/MWh | not calculated
59 | PLNOXRA | Plant annual NOx input emission rate | lb/MMBtu | calculated | PLNOXAN*2000/Combust HTI
60 | PLNOXRO | Plant ozone season NOx input emission rate | lb/MMBtu | calculated | PLNOXOZ*2000/Combust HTIOZ
61 | PLSO2RA | Plant annual SO2 input emission rate | lb/MMBtu | calculated | PLso2AN*2000/Combust HTI
62 | PLCO2RA | Plant annual CO2 input emission rate | lb/MMBtu | calculated | PLco2AN*2000/Combust HTI
63 | PLCH4RA | Plant annual CH4 input emission rate | lb/MMBtu | calculated | PLCH4AN/Combust HTI
64 | PLN2ORA | Plant annual N2O input emission rate | lb/MMBtu | calculated | PLN2OAN/Combust HTI
65 | PLC2ERA | Plant annual CO2 equivalent input emission rate | lb/MMBtu | calculated | PLCO2EQA*2000/Combust HTI
66 | PLHGRA | Plant annual Hg input emission rate | lb/MMBtu | not calculated
67 | PLNOXCRT | Plant annual NOx combustion output emission rate | lb/MWh | calculated | 2000*(PLNOXAN/PLGENACY)
68 | PLNOXCRO | Plant ozone season NOx combustion output emission rate | lb/MWh | calculated | 2000*(PLNOXOZ/((PLGENACY*PLNGENOZ)/PLNGENAN))
69 | PLSO2CRT | Plant annual SO2 combustion output emission rate | lb/MWh | calculated | 2000*(PLSO2AN/PLGENACY)
70 | PLCO2CRT | Plant annual CO2 combustion output emission rate | lb/MWh | calculated | 2000*(PLCO2AN/PLGENACY)
71 | PLCH4CRT | Plant annual CH4 combustion output emission rate | lb/MWh | calculated | PLCH4AN/PLGENACY
72 | PLN2OCRT | Plant annual N2O combustion output emission rate | lb/MWh | calculated | PLN2OAN/PLGENACY
73 | PLC2ECRT | Plant annual CO2 equivalent combustion output emission rate | lb/MWh | calculated | 2000*(PLCO2EQA/PLGENACY)
74 | PLHGCRT | Plant annual Hg combustion output emission rate | lb/MWh | not calculated
75 | UNNOX | Plant unadjusted annual NOx emissions | tons | EPA/CAMD, EIA-923
76 | UNNOXOZ | Plant unadjusted ozone season NOx emissions | tons | EPA/CAMD, EIA-923
77 | UNSO2 | Plant unadjusted annual SO2 emissions | tons | EPA/CAMD, EIA-923
78 | UNCO2 | Plant unadjusted annual CO2 emissions | tons | EPA/CAMD, EIA-923
79 | UNCH4 | Plant unadjusted annual CH4 emissions | lbs | EPA/CAMD, EIA-923
80 | UNN2O | Plant unadjusted annual N2O emissions | lbs | EPA/CAMD, EIA-923
81 | UNHG | Plant unadjusted annual Hg emissions | lbs | not calculated
82 | UNHTI | Plant unadjusted annual heat input for combustion units | MMBtu | EPA/CAMD, EIA-923
83 | UNHTIOZ | Plant unadjusted ozone season heat input for combustion units | MMBtu | EPA/CAMD, EIA-923
84 | UNHTIT | Plant unadjusted annual heat input for all units | MMBtu | EPA/CAMD, EIA-923
85 | UNHTIOZT | Plant unadjusted ozone season heat input for all units | MMBtu | EPA/CAMD, EIA-923
86 | UNNOXSRC | Plant unadjusted annual NOx emissions source |  | EPA/CAMD, EIA-923
87 | UNNOZSRC | Plant unadjusted ozone season NOx emissions source |  | EPA/CAMD, EIA-923
88 | UNSO2SRC | Plant unadjusted annual SO2 emissions source |  | EPA/CAMD, EIA-923
89 | UNCO2SRC | Plant unadjusted annual CO2 emissions source |  | EPA/CAMD, EIA-923
90 | UNCH4SRC | Plant unadjusted annual CH4 emissions source |  | EPA/CAMD, EIA-923
91 | UNN2OSRC | Plant unadjusted annual N2O emissions source |  | EPA/CAMD, EIA-923
92 | UNHGSRC | Plant unadjusted annual Hg emissions source |  | calculated
93 | UNHTISRC | Plant unadjusted annual heat input source |  | EPA/CAMD, EIA-923
94 | UNHOZSRC | Plant unadjusted ozone season heat input source |  | EPA/CAMD, EIA-923
95 | BIONOX | Plant annual NOx biomass emissions | tons | EIA-923
96 | BIONOXOZ | Plant ozone season NOx biomass emissions | tons | EIA-923
97 | BIOSO2 | Plant annual SO2 biomass emissions | tons | EIA-923
98 | BIOCO2 | Plant annual CO2 biomass emissions | tons | EIA-923
99 | BIOCH4 | Plant annual CH4 biomass emissions | lbs | EIA-923
100 | BION2O | Plant annual N2O biomass emissions | lbs | EIA-923
101 | CHPCHTI | Plant combustion heat input CHP adjustment value | MMBtu | calculated | (ELCALLOC*Combust HTI) - Combust HTI
102 | CHPCHTIOZ | Plant combustion ozone season heat input CHP adjustment value | MMBtu | calculated | (ELCALLOC*Combust HTIOZ) - Combust HTIOZ
103 | CHPNOX | Plant annual NOx emissions CHP adjustment value | tons | calculated | (ELCALLOC*PLNOXAN) - PLNOXAN
104 | CHPNOXOZ | Plant ozone season NOx emissions CHP adjustment value | tons | calculated | (ELCALLOC*PLNOXOZ) - PLNOXOZ
105 | CHPSO2 | Plant annual SO2 emissions CHP adjustment value | tons | calculated | (ELCALLOC*PLSO2AN) - PLSO2AN
106 | CHPCO2 | Plant annual CO2 emissions CHP adjustment value | lbs | calculated | (ELCALLOC*PLCO2AN) - PLCO2AN
107 | CHPCH4 | Plant annual CH4 emissions CHP adjustment value | lbs | calculated | (ELCALLOC*PLCH4AN) - PLCH4AN
108 | CHPN2O | Plant annual N2O emissions CHP adjustment value | lbs | calculated | (ELCALLOC*PLN2OAN) - PLN2OAN
109 | PLHTRT | Plant nominal heat rate | Btu/kWh | calculated | 1000*(Combust HTI/PLGENACY
110 | PLGENACL | Plant annual coal net generation | MWh | EIA-923
111 | PLGENAOL | Plant annual oil net generation | MWh | EIA-923
112 | PLGENAGS | Plant annual gas net generation | MWh | EIA-923
113 | PLGENANC | Plant annual nuclear net generation | MWh | EIA-923
114 | PLGENAHY | Plant annual hydro net generation | MWh | EIA-923
115 | PLGENABM | Plant annual biomass net generation | MWh | EIA-923
116 | PLGENAWI | Plant annual wind net generation | MWh | EIA-923
117 | PLGENASO | Plant annual solar net generation | MWh | EIA-923
118 | PLGENAGT | Plant annual geothermal net generation | MWh | EIA-923
119 | PLGENAOF | Plant annual other fossil net generation | MWh | EIA-923
120 | PLGENAOP | Plant annual other unknown/purchased fuel net generation | MWh | EIA-923
121 | PLGENATN | Plant annual total nonrenewables net generation | MWh | EIA-923
122 | PLGENATR | Plant annual total renewables net generation | MWh | EIA-923
123 | PLGENATH | Plant annual total nonhydro renewables net generation | MWh | EIA-923
124 | PLGENACY | Plant annual total combustion net generation | MWh | EIA-923
125 | PLGENACN | Plant annual total noncombustion net generation | MWh | EIA-923
126 | PLCLPR | Plant coal generation percent (resource mix) | % | calculated | Sum Net Generation(Megawatthours) where PLFUELCT is one of ("ant","bit","lig","sgc","sub","wc","rc") | Sum(IIf(fuel type code In ("ant","bit","lig","sgc","sub","wc","rc"),Net Generation(Megawatthours),0)
127 | PLOLPR | Plant oil generation percent (resource mix) | % | calculated | Sum Net Generation(Megawatthours) where PLFUELCT is one of ("dfo","jf","ker","pc","rfo","sgp","wo")
128 | PLGSPR | Plant gas generation percent (resource mix) | % | calculated | Sum Net Generation(Megawatthours) where PLFUELCT is one of ("ng","bu","pg")
129 | PLNCPR | Plant nuclear generation percent (resource mix) | % | calculated | Sum Net Generation(Megawatthours) where PLFUELCT is ("nuc")
130 | PLHYPR | Plant hydro generation percent (resource mix) | % | calculated | Sum Net Generation(Megawatthours) where PLFUELCT is ("wat")
131 | PLBMPR | Plant biomass generation percent (resource mix) | % | calculated | Sum Net Generation(Megawatthours) where PLFUELCT is one of ("ab","msw","msb","obs","wds","obl","slw","blq","wdl","lfg","obg")
132 | PLWIPR | Plant wind generation percent (resource mix) | % | calculated | Sum Net Generation(Megawatthours) where PLFUELCT is ("wnd")
133 | PLSOPR | Plant solar generation percent (resource mix) | % | calculated | Sum Net Generation(Megawatthours) where PLFUELCT is ("sun")
134 | PLGTPR | Plant geothermal generation percent (resource mix) | % | calculated | Sum Net Generation(Megawatthours) where PLFUELCT is ("geo")
135 | PLOFPR | Plant other fossil generation percent (resource mix) | % | calculated | Sum Net Generation(Megawatthours) where PLFUELCT is one of ("bfg","msn","tdf","og")
136 | PLOPPR | Plant other unknown/purchased fuel generation percent (resource mix) | % | calculated | Sum Net Generation(Megawatthours) where PLFUELCT is one of ("mwh","pur","wh","oth","prg")
137 | PLTNPR | Plant total nonrenewables generation percent (resource mix) | % | calculated | Sum Net Generation(Megawatthours) where PLFUELCT is one of ("ant","bit","lig","rc","sgc","sub","wc","ng","og","pg","nuc","dfo","jf","ker","pc","rfo","sgp","wo","bfg","tdf","mwh","pur","wh","oth","msn","prg")
138 | PLTRPR | Plant total renewables generation percent (resource mix) | % | calculated | Sum Net Generation(Megawatthours) where PLFUELCT is one of ("ab","blq","lfg","msb","msw","obg","obl","obs","slw","wdl","wds","geo","sun","wat","wnd")
139 | PLTHPR | Plant total nonhydro renewables generation percent (resource mix) | % | calculated | Sum Net Generation(Megawatthours) where PLFUELCT is one of ("ab","blq","lfg","msb","msw","obg","obl","obs","slw","wdl","wds","geo","sun","wnd")
140 | PLCYPR | Plant total combustion generation percent (resource mix) | % | calculated | Sum Net Generation(Megawatthours) where PLFUELCT is one of ("AB","BLQ","LFG","MSB","MSW","OBG","OBL","OBS","SLW","WDL","WDS","ANT","BIT","LIG","RC","SGC","SUB","WC","NG","OG","PG","DFO","JF","KER","PC","RFO","SGP","WO","BFG","MSN","TDF","MWH","OTH","PUR","WH","PRG")
141 | PLCNPR | Plant total noncombustion generation percent (resource mix) | % | calculated | Sum Net Generation(Megawatthours) where PLFUELCT is one of ("GEO","NUC","SUN","WAT","WND")
Note on C31: [Threaded comment] Your version of Excel allows you to read this threaded comment; however, any edits to it will get removed if the file is opened in a newer version of Excel. Learn more: https://go.microsoft.com/fwlink/?linkid=870924 Comment: I can’t find this anywhere in the Access code
Note on C47: [Threaded comment] Your version of Excel allows you to read this threaded comment; however, any edits to it will get removed if the file is opened in a newer version of Excel. Learn more: https://go.microsoft.com/fwlink/?linkid=870924 Comment: We don’t do any additional calculations to get these variables, I think it would make sense to remove “Calculated” from the source.
Note on C50: [Threaded comment] Your version of Excel allows you to read this threaded comment; however, any edits to it will get removed if the file is opened in a newer version of Excel. Learn more: https://go.microsoft.com/fwlink/?linkid=870924 Comment: Is this still accurate? Looking at the Access macro, this is handled by the calculation listed in column F in step 3p024. Is this done upstream from that?
Note on C93: [Threaded comment] Your version of Excel allows you to read this threaded comment; however, any edits to it will get removed if the file is opened in a newer version of Excel. Learn more: https://go.microsoft.com/fwlink/?linkid=870924 Comment: This appears as [UNHG Source] in the final macro. Are there other updates or should this name be changed? Reply: Also, this does not appear to be calculated.
Note on C127: [Threaded comment] Your version of Excel allows you to read this threaded comment; however, any edits to it will get removed if the file is opened in a newer version of Excel. Learn more: https://go.microsoft.com/fwlink/?linkid=870924 Comment: I wrote out the calculation for these, the more code intense version is hidden in the column next to it

## State
Field | Name | Description | Unit | Calculation
1 | YEAR | Data year
2 | PSTATABB | State abbreviation
3 | FIPSST | FIPS state code
4 | STNAMEPCAP | State nameplate capacity | MW
5 | STHTIAN | State annual heat input from combustion | MMBtu
6 | STHTIOZ | State ozone season heat input from combustion | MMBtu
7 | STHTIANT | State total annual heat input | MMBtu
8 | STHTIOZT | State total ozone season heat input | MMBtu
9 | STNGENAN | State annual net generation | MWh
10 | STNGENOZ | State ozone season net generation | MWh
11 | STNOXAN | State annual NOx emissions | tons
12 | STNOXOZ | State ozone season NOx emissions | tons
13 | STSO2AN | State annual SO2 emissions | tons
14 | STCO2AN | State annual CO2 emissions | tons
15 | STCH4AN | State annual CH4 emissions | lbs
16 | STN2OAN | State annual N2O emissions | lbs
17 | STCO2EQA | State annual CO2 equivalent emissions | tons
18 | STHGAN | State annual Hg emissions | lbs
19 | STNOXRTA | State annual NOx total output emission rate | lb/MWh
20 | STNOXRTO | State ozone season NOx total output emission rate | lb/MWh
21 | STSO2RTA | State annual SO2 total output emission rate | lb/MWh
22 | STCO2RTA | State annual CO2 total output emission rate | lb/MWh
23 | STCH4RTA | State annual CH4 total output emission rate | lb/MWh
24 | STN2ORTA | State annual N2O total output emission rate | lb/MWh
25 | STC2ERTA | State annual CO2 equivalent total output emission rate | lb/MWh
26 | STHGRTA | State annual Hg total output emission rate | not calculated
27 | STNOXRA | State annual NOx input emission rate | lb/MMBtu
28 | STNOXRO | State ozone season NOx input emission rate | lb/MMBtu
29 | STSO2RA | State annual SO2 input emission rate | lb/MMBtu
30 | STCO2RA | State annual CO2 input emission rate | lb/MMBtu
31 | STCH4RA | State annual CH4 input emission rate | lb/MMBtu
32 | STN2ORA | State annual N2O input emission rate | lb/MMBtu
33 | STC2ERA | State annual CO2 equivalent input emission rate | lb/MMBtu
34 | STHGRA | State annual Hg input emission rate | not calculated
35 | STNOXCRT | State annual NOx combustion output emission rate | lb/MWh
36 | STNOXCRO | State ozone season NOx combustion output emission rate | lb/MWh
37 | STSO2CRT | State annual SO2 combustion output emission rate | lb/MWh
38 | STCO2CRT | State annual CO2 combustion output emission rate | lb/MWh
39 | STCH4CRT | State annual CH4 combustion output emission rate | lb/MWh
40 | STN2OCRT | State annual N2O combustion output emission rate | lb/MWh
41 | STC2ECRT | State annual CO2 equivalent combustion output emission rate | lb/MWh
42 | STHGCRT | State annual Hg combustion output emission rate | not calculated
43 | STCNOXRT | State annual NOx coal output emission rate | lb/MWh
44 | STONOXRT | State annual NOx oil output emission rate | lb/MWh
45 | STGNOXRT | State annual NOx gas output emission rate | lb/MWh
46 | STFSNXRT | State annual NOx other fossil fuel output emission rate | lb/MWh
47 | STCNXORT | State ozone season NOx coal output emission rate | lb/MWh
48 | STONXORT | State ozone season NOx oil output emission rate | lb/MWh
49 | STGNXORT | State ozone season NOx gas output emission rate | lb/MWh
50 | STFSNORT | State ozone season NOx other fossil fuel output emission rate | lb/MWh
51 | STCSO2RT | State annual SO2 coal output emission rate | lb/MWh
52 | STOSO2RT | State annual SO2 oil output emission rate | lb/MWh
53 | STGSO2RT | State annual SO2 gas output emission rate | lb/MWh
54 | STFSS2RT | State annual SO2 other fossil fuel output emission rate | lb/MWh
55 | STCCO2RT | State annual CO2 coal output emission rate | lb/MWh
56 | STOCO2RT | State annual CO2 oil output emission rate | lb/MWh
57 | STGCO2RT | State annual CO2 gas output emission rate | lb/MWh
58 | STFSC2RT | State annual CO2 other fossil fuel output emission rate | lb/MWh
59 | STCCH4RT | State annual CH4 coal output emission rate | lb/MWh
60 | STOCH4RT | State annual CH4 oil output emission rate | lb/MWh
61 | STGCH4RT | State annual CH4 gas output emission rate | lb/MWh
62 | STFCH4RT | State annual CH4 fossil fuel output emission rate | lb/MWh
63 | STCN2ORT | State annual N2O coal output emission rate | lb/MWh
64 | STON2ORT | State annual N2O oil output emission rate | lb/MWh
65 | STGN2ORT | State annual N2O gas output emission rate | lb/MWh
66 | STFN2ORT | State annual N2O fossil fuel output emission rate | lb/MWh
67 | STCC2ERT | State annual CO2 equivalent coal output emission rate | lb/MWh
68 | STOC2ERT | State annual CO2 equivalent oil output emission rate | lb/MWh
69 | STGC2ERT | State annual CO2 equivalent gas output emission rate | lb/MWh
70 | STFSC2ERT | State annual CO2 equivalent fossil fuel output emission rate | lb/MWh
71 | STCHGRT | State annual Hg coal output emission rate | not calculated
72 | STFSHGRT | State annual Hg other fossil fuel output emission rate | not calculated
73 | STCNOXR | State annual NOx coal input emission rate | lb/MMBtu
74 | STONOXR | State annual NOx oil input emission rate | lb/MMBtu
75 | STGNOXR | State annual NOx gas input emission rate | lb/MMBtu
76 | STFSNXR | State annual NOx other fossil fuel input emission rate | lb/MMBtu
77 | STCNXOR | State ozone season NOx coal input emission rate | lb/MMBtu
78 | STONXOR | State ozone season NOx oil input emission rate | lb/MMBtu
79 | STGNXOR | State ozone season NOx gas input emission rate | lb/MMBtu
80 | STFSNOR | State ozone season NOx other fossil fuel input emission rate | lb/MMBtu
81 | STCSO2R | State annual SO2 coal input emission rate | lb/MMBtu
82 | STOSO2R | State annual SO2 oil input emission rate | lb/MMBtu
83 | STGSO2R | State annual SO2 gas input emission rate | lb/MMBtu
84 | STFSS2R | State annual SO2 other fossil fuel input emission rate | lb/MMBtu
85 | STCCO2R | State annual CO2 coal input emission rate | lb/MMBtu
86 | STOCO2R | State annual CO2 oil input emission rate | lb/MMBtu
87 | STGCO2R | State annual CO2 gas input emission rate | lb/MMBtu
88 | STFSC2R | State annual CO2 other fossil fuel input emission rate | lb/MMBtu
89 | STCCH4R | State annual CH4 coal input emission rate | lb/MMBtu
90 | STOCH4R | State annual CH4 oil input emission rate | lb/MMBtu
91 | STGCH4R | State annual CH4 gas input emission rate | lb/MMBtu
92 | STFCH4R | State annual CH4 fossil fuel input emission rate | lb/MMBtu
93 | STCN2OR | State annual N2O coal input emission rate | lb/MMBtu
94 | STON2OR | State annual N2O oil input emission rate | lb/MMBtu
95 | STGN2OR | State annual N2O gas input emission rate | lb/MMBtu
96 | STFN2OR | State annual N2O fossil fuel input emission rate | lb/MMBtu
97 | STCC2ER | State annual CO2 equivalent coal input emission rate | lb/MMBtu
98 | STOC2ER | State annual CO2 equivalent oil input emission rate | lb/MMBtu
99 | STGC2ER | State annual CO2 equivalent gas input emission rate | lb/MMBtu
100 | STFSC2ER | State annual CO2 equivalent fossil fuel input emission rate | lb/MMBtu
101 | STCHGR | State annual Hg coal input emission rate | not calculated
102 | STFSHGR | State annual Hg other fossil fuel input emission rate | not calculated
103 | STNBNOX | State annual NOx nonbaseload output emission rate | lb/MWh
104 | STNBNXO | State ozone season NOx nonbaseload output emission rate | lb/MWh
105 | STNBSO2 | State annual SO2 nonbaseload output emission rate | lb/MWh
106 | STNBCO2 | State annual CO2 nonbaseload output emission rate | lb/MWh
107 | STNBCH4 | State annual CH4 nonbaseload output emission rate | lb/MWh
108 | STNBN2O | State annual N2O nonbaseload output emission rate | lb/MWh
109 | STNBC2E | State annual CO2 equivalent nonbaseload output emission rate | lb/MWh
110 | STNBHG | State annual Hg nonbaseload output emission rate | not calculated
111 | STGENACL | State annual coal net generation | MWh
112 | STGENAOL | State annual oil net generation | MWh
113 | STGENAGS | State annual gas net generation | MWh
114 | STGENANC | State annual nuclear net generation | MWh
115 | STGENAHY | State annual hydro net generation | MWh
116 | STGENABM | State annual biomass net generation | MWh
117 | STGENAWI | State annual wind net generation | MWh
118 | STGENASO | State annual solar net generation | MWh
119 | STGENAGT | State annual geothermal net generation | MWh
120 | STGENAOF | State annual other fossil net generation | MWh
121 | STGENAOP | State annual other unknown/purchased fuel net generation | MWh
122 | STGENATN | State annual total nonrenewables net generation | MWh
123 | STGENATR | State annual total renewables net generation | MWh
124 | STGENATH | State annual total nonhydro renewables net generation | MWh
125 | STGENACY | State annual total combustion net generation | MWh
126 | STGENACN | State annual total noncombustion net generation | MWh
127 | STCLPR | State coal generation percent (resource mix) | % | From Plant file: PLGENACL / (PLGENACL + PLGENAOL + PLGENAGS + PLGENANC + PLGENAHY + PLGENABM + PLGENAWI + PLGENASO + PLGENAGT + PLGENAOF + PLGENAOP)
128 | STOLPR | State oil generation percent (resource mix) | % | From Plant file: PLGENAOL / (PLGENACL + PLGENAOL + PLGENAGS + PLGENANC + PLGENAHY + PLGENABM + PLGENAWI + PLGENASO + PLGENAGT + PLGENAOF + PLGENAOP)
129 | STGSPR | State gas generation percent (resource mix) | % | From Plant file: PLGENAGS / (PLGENACL + PLGENAOL + PLGENAGS + PLGENANC + PLGENAHY + PLGENABM + PLGENAWI + PLGENASO + PLGENAGT + PLGENAOF + PLGENAOP)
130 | STNCPR | State nuclear generation percent (resource mix) | % | From Plant file: PLGENANC / (PLGENACL + PLGENAOL + PLGENAGS + PLGENANC + PLGENAHY + PLGENABM + PLGENAWI + PLGENASO + PLGENAGT + PLGENAOF + PLGENAOP)
131 | STHYPR | State hydro generation percent (resource mix) | % | From Plant file: PLGENAHY / (PLGENACL + PLGENAOL + PLGENAGS + PLGENANC + PLGENAHY + PLGENABM + PLGENAWI + PLGENASO + PLGENAGT + PLGENAOF + PLGENAOP)
132 | STBMPR | State biomass generation percent (resource mix) | % | From Plant file: PLGENABM / (PLGENACL + PLGENAOL + PLGENAGS + PLGENANC + PLGENAHY + PLGENABM + PLGENAWI + PLGENASO + PLGENAGT + PLGENAOF + PLGENAOP)
133 | STWIPR | State wind generation percent (resource mix) | % | From Plant file: PLGENAWI / (PLGENACL + PLGENAOL + PLGENAGS + PLGENANC + PLGENAHY + PLGENABM + PLGENAWI + PLGENASO + PLGENAGT + PLGENAOF + PLGENAOP)
134 | STSOPR | State solar generation percent (resource mix) | % | From Plant file: PLGENASO / (PLGENACL + PLGENAOL + PLGENAGS + PLGENANC + PLGENAHY + PLGENABM + PLGENAWI + PLGENASO + PLGENAGT + PLGENAOF + PLGENAOP)
135 | STGTPR | State geothermal generation percent (resource mix) | % | From Plant file: PLGENAGT / (PLGENACL + PLGENAOL + PLGENAGS + PLGENANC + PLGENAHY + PLGENABM + PLGENAWI + PLGENASO + PLGENAGT + PLGENAOF + PLGENAOP)
136 | STOFPR | State other fossil generation percent (resource mix) | % | From Plant file: PLGENAOF / (PLGENACL + PLGENAOL + PLGENAGS + PLGENANC + PLGENAHY + PLGENABM + PLGENAWI + PLGENASO + PLGENAGT + PLGENAOF + PLGENAOP)
137 | STOPPR | State other unknown/purchased fuel generation percent (resource mix) | % | From Plant file: PLGENAOP / (PLGENACL + PLGENAOL + PLGENAGS + PLGENANC + PLGENAHY + PLGENABM + PLGENAWI + PLGENASO + PLGENAGT + PLGENAOF + PLGENAOP)
138 | STTNPR | State total nonrenewables generation percent (resource mix) | % | From Plant file: PLGENATN / (PLGENATN + PLGENATR)
139 | STTRPR | State total renewables generation percent (resource mix) | % | From Plant file: PLGENATR / (PLGENATN + PLGENATR)
140 | STTHPR | State total nonhydro renewables generation percent (resource mix) | % | From Plant file: PLGENATH / (PLGENACL + PLGENAOL + PLGENAGS + PLGENANC + PLGENAHY + PLGENABM + PLGENAWI + PLGENASO + PLGENAGT + PLGENAOF + PLGENAOP)
141 | STCYPR | State total combustion generation percent (resource mix) | % | From Plant file: PLGENACY / (PLGENACY + PLGENACN)
142 | STCNPR | State total noncombustion generation percent (resource mix) | % | From Plant file: PLGENACN / (PLGENACY + PLGENACN)
143 | STNBGNCL | State annual total nonbaseload coal generation | MWh
144 | STNBGNOL | State annual total nonbaseload oil generation | MWh
145 | STNBGNGS | State annual total nonbaseload gas generation | MWh
146 | STNBGNNC | State annual total nonbaseload nuclear generation | MWh
147 | STNBGNHY | State annual total nonbaseload hydro generation | MWh
148 | STNBGNBM | State annual total nonbaseload biomass generation | MWh
149 | STNBGNWI | State annual total nonbaseload wind generation | MWh
150 | STNBGNSO | State annual total nonbaseload solar generation | MWh
151 | STNBGNGT | State annual total nonbaseload geothermal generation | MWh
152 | STNBGNOF | State annual total nonbaseload other fossil generation | MWh
153 | STNBGNOP | State annual total nonbaseload other unknown/purchased fuel generation | MWh
154 | STNBCLPR | State nonbaseload coal generation percent (resource mix) | % | STNBGNCL / ( STNBGNCL + STNBGNOL + STNBGNGS + STNBGNNC + STNBGNHY + STNBGNBM + STNBGNWI + STNBGNSO + STNBGNGT + STNBGNOF + STNBGNOP )
155 | STNBOLPR | State nonbaseload oil generation percent (resource mix) | % | STNBGNOL / ( STNBGNCL + STNBGNOL + STNBGNGS + STNBGNNC + STNBGNHY + STNBGNBM + STNBGNWI + STNBGNSO + STNBGNGT + STNBGNOF + STNBGNOP )
156 | STNBGSPR | State nonbaseload gas generation percent (resource mix) | % | STNBGNGS / ( STNBGNCL + STNBGNOL + STNBGNGS + STNBGNNC + STNBGNHY + STNBGNBM + STNBGNWI + STNBGNSO + STNBGNGT + STNBGNOF + STNBGNOP )
157 | STNBNCPR | State nonbaseload nuclear generation percent (resource mix) | % | STNBGNNC / ( STNBGNCL + STNBGNOL + STNBGNGS + STNBGNNC + STNBGNHY + STNBGNBM + STNBGNWI + STNBGNSO + STNBGNGT + STNBGNOF + STNBGNOP )
158 | STNBHYPR | State nonbaseload hydro generation percent (resource mix) | % | STNBGNHY / ( STNBGNCL + STNBGNOL + STNBGNGS + STNBGNNC + STNBGNHY + STNBGNBM + STNBGNWI + STNBGNSO + STNBGNGT + STNBGNOF + STNBGNOP )
159 | STNBBMPR | State nonbaseload biomass generation percent (resource mix) | % | STNBGNBM / ( STNBGNCL + STNBGNOL + STNBGNGS + STNBGNNC + STNBGNHY + STNBGNBM + STNBGNWI + STNBGNSO + STNBGNGT + STNBGNOF + STNBGNOP )
160 | STNBWIPR | State nonbaseload wind generation percent (resource mix) | % | STNBGNWI / ( STNBGNCL + STNBGNOL + STNBGNGS + STNBGNNC + STNBGNHY + STNBGNBM + STNBGNWI + STNBGNSO + STNBGNGT + STNBGNOF + STNBGNOP )
161 | STNBSOPR | State nonbaseload solar generation percent (resource mix) | % | STNBGNSO / ( STNBGNCL + STNBGNOL + STNBGNGS + STNBGNNC + STNBGNHY + STNBGNBM + STNBGNWI + STNBGNSO + STNBGNGT + STNBGNOF + STNBGNOP )
162 | STNBGTPR | State nonbaseload geothermal generation percent (resource mix) | % | STNBGNGT / ( STNBGNCL + STNBGNOL + STNBGNGS + STNBGNNC + STNBGNHY + STNBGNBM + STNBGNWI + STNBGNSO + STNBGNGT + STNBGNOF + STNBGNOP )
163 | STNBOFPR | State nonbaseload other fossil generation percent (resource mix) | % | STNBGNOF / ( STNBGNCL + STNBGNOL + STNBGNGS + STNBGNNC + STNBGNHY + STNBGNBM + STNBGNWI + STNBGNSO + STNBGNGT + STNBGNOF + STNBGNOP )
164 | STNBOPPR | State nonbaseload other unknown/purchased fuel generation percent (resource mix) | % | STNBGNOP / ( STNBGNCL + STNBGNOL + STNBGNGS + STNBGNNC + STNBGNHY + STNBGNBM + STNBGNWI + STNBGNSO + STNBGNGT + STNBGNOF + STNBGNOP )
Note on E128: [Threaded comment] Your version of Excel allows you to read this threaded comment; however, any edits to it will get removed if the file is opened in a newer version of Excel. Learn more: https://go.microsoft.com/fwlink/?linkid=870924 Comment: Not sure if it is worth putting a source column for these percentages, thoughts?

## Balancing Authority
Field | Name | Description | Unit | Calculation
1 | YEAR | Data year
2 | BANAME | BA name
3 | BACODE | BA code
4 | BANAMEPCAP | BA nameplate capacity | MW
5 | BAHTIAN | BA annual heat input from combustion | MMBtu
6 | BAHTIOZ | BA ozone season heat input from combustion | MMBtu
7 | BAHTIANT | BA total annual heat input | MMBtu
8 | BAHTIOZT | BA total ozone season heat input | MMBtu
9 | BANGENAN | BA annual net generation | MWh
10 | BANGENOZ | BA ozone season net generation | MWh
11 | BANOXAN | BA annual NOx emissions | tons
12 | BANOXOZ | BA ozone season NOx emissions | tons
13 | BASO2AN | BA annual SO2 emissions | tons
14 | BACO2AN | BA annual CO2 emissions | tons
15 | BACH4AN | BA annual CH4 emissions | lbs
16 | BAN2OAN | BA annual N2O emissions | lbs
17 | BACO2EQA | BA annual CO2 equivalent emissions | tons
18 | BAHGAN | BA annual Hg emissions | lbs
19 | BANOXRTA | BA annual NOx total output emission rate | lb/MWh
20 | BANOXRTO | BA ozone season NOx total output emission rate | lb/MWh
21 | BASO2RTA | BA annual SO2 total output emission rate | lb/MWh
22 | BACO2RTA | BA annual CO2 total output emission rate | lb/MWh
23 | BACH4RTA | BA annual CH4 total output emission rate | lb/MWh
24 | BAN2ORTA | BA annual N2O total output emission rate | lb/MWh
25 | BAC2ERTA | BA annual CO2 equivalent total output emission rate | lb/MWh
26 | BAHGRTA | BA annual Hg total output emission rate | lb/MWh
27 | BANOXRA | BA annual NOx input emission rate | lb/MMBtu
28 | BANOXRO | BA ozone season NOx input emission rate | lb/MMBtu
29 | BASO2RA | BA annual SO2 input emission rate | lb/MMBtu
30 | BACO2RA | BA annual CO2 input emission rate | lb/MMBtu
31 | BACH4RA | BA annual CH4 input emission rate | lb/MMBtu
32 | BAN2ORA | BA annual N2O input emission rate | lb/MMBtu
33 | BAC2ERA | BA annual CO2 equivalent input emission rate | lb/MMBtu
34 | BAHGRA | BA annual Hg input emission rate | lb/MMBtu
35 | BANOXCRT | BA annual NOx combustion output emission rate | lb/MWh
36 | BANOXCRO | BA ozone season NOx combustion output emission rate | lb/MWh
37 | BASO2CRT | BA annual SO2 combustion output emission rate | lb/MWh
38 | BACO2CRT | BA annual CO2 combustion output emission rate | lb/MWh
39 | BACH4CRT | BA annual CH4 combustion output emission rate | lb/MWh
40 | BAN2OCRT | BA annual N2O combustion output emission rate | lb/MWh
41 | BAC2ECRT | BA annual CO2 equivalent combustion output emission rate | lb/MWh
42 | BAHGCRT | BA annual Hg combustion output emission rate | lb/MWh
43 | BACNOXRT | BA annual NOx coal output emission rate | lb/MWh
44 | BAONOXRT | BA annual NOx oil output emission rate | lb/MWh
45 | BAGNOXRT | BA annual NOx gas output emission rate | lb/MWh
46 | BAFSNXRT | BA annual NOx fossil fuel output emission rate | lb/MWh
47 | BACNXORT | BA ozone season NOx coal output emission rate | lb/MWh
48 | BAONXORT | BA ozone season NOx oil output emission rate | lb/MWh
49 | BAGNXORT | BA ozone season NOx gas output emission rate | lb/MWh
50 | BAFSNORT | BA ozone season NOx fossil fuel output emission rate | lb/MWh
51 | BACSO2RT | BA annual SO2 coal output emission rate | lb/MWh
52 | BAOSO2RT | BA annual SO2 oil output emission rate | lb/MWh
53 | BAGSO2RT | BA annual SO2 gas output emission rate | lb/MWh
54 | BAFSS2RT | BA annual SO2 fossil fuel output emission rate | lb/MWh
55 | BACCO2RT | BA annual CO2 coal output emission rate | lb/MWh
56 | BAOCO2RT | BA annual CO2 oil output emission rate | lb/MWh
57 | BAGCO2RT | BA annual CO2 gas output emission rate | lb/MWh
58 | BAFSC2RT | BA annual CO2 fossil fuel output emission rate | lb/MWh
59 | BACCH4RT | BA annual CH4 coal output emission rate | lb/MWh
60 | BAOCH4RT | BA annual CH4 oil output emission rate | lb/MWh
61 | BAGCH4RT | BA annual CH4 gas output emission rate | lb/MWh
62 | BAFCH4RT | BA annual CH4 fossil fuel output emission rate | lb/MWh
63 | BACN2ORT | BA annual N2O coal output emission rate | lb/MWh
64 | BAON2ORT | BA annual N2O oil output emission rate | lb/MWh
65 | BAGN2ORT | BA annual N2O gas output emission rate | lb/MWh
66 | BAFN2ORT | BA annual N2O fossil fuel output emission rate | lb/MWh
67 | BACC2ERT | BA annual CO2 equivalent coal output emission rate | lb/MWh
68 | BAOC2ERT | BA annual CO2 equivalent oil output emission rate | lb/MWh
69 | BAGC2ERT | BA annual CO2 equivalent gas output emission rate | lb/MWh
70 | BAFSC2ERT | BA annual CO2 equivalent fossil fuel output emission rate | lb/MWh
71 | BACHGRT | BA annual Hg coal output emission rate | lb/MWh
72 | BAFSHGRT | BA annual Hg fossil fuel output emission rate | lb/MWh
73 | BACNOXR | BA annual NOx coal input emission rate | lb/MMBtu
74 | BAONOXR | BA annual NOx oil input emission rate | lb/MMBtu
75 | BAGNOXR | BA annual NOx gas input emission rate | lb/MMBtu
76 | BAFSNXR | BA annual NOx fossil fuel input emission rate | lb/MMBtu
77 | BACNXOR | BA ozone season NOx coal input emission rate | lb/MMBtu
78 | BAONXOR | BA ozone season NOx oil input emission rate | lb/MMBtu
79 | BAGNXOR | BA ozone season NOx gas input emission rate | lb/MMBtu
80 | BAFSNOR | BA ozone season NOx fossil fuel input emission rate | lb/MMBtu
81 | BACSO2R | BA annual SO2 coal input emission rate | lb/MMBtu
82 | BAOSO2R | BA annual SO2 oil input emission rate | lb/MMBtu
83 | BAGSO2R | BA annual SO2 gas input emission rate | lb/MMBtu
84 | BAFSS2R | BA annual SO2 fossil fuel input emission rate | lb/MMBtu
85 | BACCO2R | BA annual CO2 coal input emission rate | lb/MMBtu
86 | BAOCO2R | BA annual CO2 oil input emission rate | lb/MMBtu
87 | BAGCO2R | BA annual CO2 gas input emission rate | lb/MMBtu
88 | BAFSC2R | BA annual CO2 fossil fuel input emission rate | lb/MMBtu
89 | BACCH4R | BA annual CH4 coal input emission rate | lb/MMBtu
90 | BAOCH4R | BA annual CH4 oil input emission rate | lb/MMBtu
91 | BAGCH4R | BA annual CH4 gas input emission rate | lb/MMBtu
92 | BAFCH4R | BA annual CH4 fossil fuel input emission rate | lb/MMBtu
93 | BACN2OR | BA annual N2O coal input emission rate | lb/MMBtu
94 | BAON2OR | BA annual N2O oil input emission rate | lb/MMBtu
95 | BAGN2OR | BA annual N2O gas input emission rate | lb/MMBtu
96 | BAFN2OR | BA annual N2O fossil fuel input emission rate | lb/MMBtu
97 | BACC2ER | BA annual CO2 equivalent coal input emission rate | lb/MMBtu
98 | BAOC2ER | BA annual CO2 equivalent oil input emission rate | lb/MMBtu
99 | BAGC2ER | BA annual CO2 equivalent gas input emission rate | lb/MMBtu
100 | BAFSC2ER | BA annual CO2 equivalent fossil fuel input emission rate | lb/MMBtu
101 | BACHGR | BA annual Hg coal input emission rate | lb/MMBtu
102 | BAFSHGR | BA annual Hg fossil fuel input emission rate | lb/MMBtu
103 | BANBNOX | BA annual NOx nonbaseload output emission rate | lb/MWh
104 | BANBNXO | BA ozone season NOx nonbaseload output emission rate | lb/MWh
105 | BANBSO2 | BA annual SO2 nonbaseload output emission rate | lb/MWh
106 | BANBCO2 | BA annual CO2 nonbaseload output emission rate | lb/MWh
107 | BANBCH4 | BA annual CH4 nonbaseload output emission rate | lb/MWh
108 | BANBN2O | BA annual N2O nonbaseload output emission rate | lb/MWh
109 | BANBC2E | BA annual CO2 equivalent nonbaseload output emission rate | lb/MWh
110 | BANBHG | BA annual Hg nonbaseload output emission rate | lb/MWh
111 | BAGENACL | BA annual coal net generation | MWh
112 | BAGENAOL | BA annual oil net generation | MWh
113 | BAGENAGS | BA annual gas net generation | MWh
114 | BAGENANC | BA annual nuclear net generation | MWh
115 | BAGENAHY | BA annual hydro net generation | MWh
116 | BAGENABM | BA annual biomass net generation | MWh
117 | BAGENAWI | BA annual wind net generation | MWh
118 | BAGENASO | BA annual solar net generation | MWh
119 | BAGENAGT | BA annual geothermal net generation | MWh
120 | BAGENAOF | BA annual other fossil net generation | MWh
121 | BAGENAOP | BA annual other unknown/purchased fuel net generation | MWh
122 | BAGENATN | BA annual total nonrenewables net generation | MWh
123 | BAGENATR | BA annual total renewables net generation | MWh
124 | BAGENATH | BA annual total nonhydro renewables net generation | MWh
125 | BAGENACY | BA annual total combustion net generation | MWh
126 | BAGENACN | BA annual total noncombustion net generation | MWh
127 | BACLPR | BA coal generation percent (resource mix) | % | PLGENACL / (PLGENACL + PLGENAOL + PLGENAGS + PLGENANC + PLGENAHY + PLGENABM + PLGENAWI + PLGENASO + PLGENAGT + PLGENAOF +PLGENAOP)
128 | BAOLPR | BA oil generation percent (resource mix) | % | PLGENAOL / (PLGENACL + PLGENAOL + PLGENAGS + PLGENANC + PLGENAHY + PLGENABM + PLGENAWI + PLGENASO + PLGENAGT + PLGENAOF +PLGENAOP)
129 | BAGSPR | BA gas generation percent (resource mix) | % | PLGENAGS / (PLGENACL + PLGENAOL + PLGENAGS + PLGENANC + PLGENAHY + PLGENABM + PLGENAWI + PLGENASO + PLGENAGT + PLGENAOF +PLGENAOP)
130 | BANCPR | BA nuclear generation percent (resource mix) | % | PLGENANC / (PLGENACL + PLGENAOL + PLGENAGS + PLGENANC + PLGENAHY + PLGENABM + PLGENAWI + PLGENASO + PLGENAGT + PLGENAOF +PLGENAOP)
131 | BAHYPR | BA hydro generation percent (resource mix) | % | PLGENAHY / (PLGENACL + PLGENAOL + PLGENAGS + PLGENANC + PLGENAHY + PLGENABM + PLGENAWI + PLGENASO + PLGENAGT + PLGENAOF +PLGENAOP)
132 | BABMPR | BA biomass generation percent (resource mix) | % | PLGENABM / (PLGENACL + PLGENAOL + PLGENAGS + PLGENANC + PLGENAHY + PLGENABM + PLGENAWI + PLGENASO + PLGENAGT + PLGENAOF +PLGENAOP)
133 | BAWIPR | BA wind generation percent (resource mix) | % | PLGENAWI / (PLGENACL + PLGENAOL + PLGENAGS + PLGENANC + PLGENAHY + PLGENABM + PLGENAWI + PLGENASO + PLGENAGT + PLGENAOF +PLGENAOP)
134 | BASOPR | BA solar generation percent (resource mix) | % | PLGENASO / (PLGENACL + PLGENAOL + PLGENAGS + PLGENANC + PLGENAHY + PLGENABM + PLGENAWI + PLGENASO + PLGENAGT + PLGENAOF +PLGENAOP)
135 | BAGTPR | BA geothermal generation percent (resource mix) | % | PLGENAGT / (PLGENACL + PLGENAOL + PLGENAGS + PLGENANC + PLGENAHY + PLGENABM + PLGENAWI + PLGENASO + PLGENAGT + PLGENAOF +PLGENAOP)
136 | BAOFPR | BA other fossil generation percent (resource mix) | % | PLGENAOF / (PLGENACL + PLGENAOL + PLGENAGS + PLGENANC + PLGENAHY + PLGENABM + PLGENAWI + PLGENASO + PLGENAGT + PLGENAOF +PLGENAOP)
137 | BAOPPR | BA other unknown/purchased fuel generation percent (resource mix) | % | PLGENAOP / (PLGENACL + PLGENAOL + PLGENAGS + PLGENANC + PLGENAHY + PLGENABM + PLGENAWI + PLGENASO + PLGENAGT + PLGENAOF +PLGENAOP)
138 | BATNPR | BA total nonrenewables generation percent (resource mix) | % | PLGENATN / (PLGENATN + PLGENATR)
139 | BATRPR | BA total renewables generation percent (resource mix) | % | PLGENATR / (PLGENATN + PLGENATR)
140 | BATHPR | BA total nonhydro renewables generation percent (resource mix) | % | PLGENATH / (PLGENACL + PLGENAOL + PLGENAGS + PLGENANC + PLGENAHY + PLGENABM + PLGENAWI + PLGENASO + PLGENAGT + PLGENAOF +PLGENAOP)
141 | BACYPR | BA total combustion generation percent (resource mix) | % | PLGENACY / (PLGENACY + PLGENACN)
142 | BACNPR | BA total noncombustion generation percent (resource mix) | % | PLGENACN / (PLGENACY + PLGENACN)
143 | BANBGNCL | BA annual total nonbaseload coal generation | MWh
144 | BANBGNOL | BA annual total nonbaseload oil generation | MWh
145 | BANBGNGS | BA annual total nonbaseload gas generation | MWh
146 | BANBGNNC | BA annual total nonbaseload nuclear generation | MWh
147 | BANBGNHY | BA annual total nonbaseload hydro generation | MWh
148 | BANBGNBM | BA annual total nonbaseload biomass generation | MWh
149 | BANBGNWI | BA annual total nonbaseload wind generation | MWh
150 | BANBGNSO | BA annual total nonbaseload solar generation | MWh
151 | BANBGNGT | BA annual total nonbaseload geothermal generation | MWh
152 | BANBGNOF | BA annual total nonbaseload other fossil generation | MWh
153 | BANBGNOP | BA annual total nonbaseload other unknown/purchased fuel generation | MWh
154 | BANBCLPR | BA nonbaseload coal generation percent (resource mix) | % | baNBGNCL /( baNBGNCL + baNBGNOL + baNBGNGS + baNBGNNC +baNBGNHY) + baNBGNBM + baNBGNWI + baNBGNSO + baNBGNGT + baNBGNOF + baNBGNOP )
155 | BANBOLPR | BA nonbaseload oil generation percent (resource mix) | % | baNBGNOL /( baNBGNCL + baNBGNOL + baNBGNGS + baNBGNNC +baNBGNHY) + baNBGNBM + baNBGNWI + baNBGNSO + baNBGNGT + baNBGNOF + baNBGNOP )
156 | BANBGSPR | BA nonbaseload gas generation percent (resource mix) | % | baNBGNGS /( baNBGNCL + baNBGNOL + baNBGNGS + baNBGNNC +baNBGNHY) + baNBGNBM + baNBGNWI + baNBGNSO + baNBGNGT + baNBGNOF + baNBGNOP )
157 | BANBNCPR | BA nonbaseload nuclear generation percent (resource mix) | % | baNBNCPR /( baNBGNCL + baNBGNOL + baNBGNGS + baNBGNNC +baNBGNHY) + baNBGNBM + baNBGNWI + baNBGNSO + baNBGNGT + baNBGNOF + baNBGNOP )
158 | BANBHYPR | BA nonbaseload hydro generation percent (resource mix) | % | baNBHYPR /( baNBGNCL + baNBGNOL + baNBGNGS + baNBGNNC +baNBGNHY) + baNBGNBM + baNBGNWI + baNBGNSO + baNBGNGT + baNBGNOF + baNBGNOP )
159 | BANBBMPR | BA nonbaseload biomass generation percent (resource mix) | % | baNBGNBM /( baNBGNCL + baNBGNOL + baNBGNGS + baNBGNNC +baNBGNHY) + baNBGNBM + baNBGNWI + baNBGNSO + baNBGNGT + baNBGNOF + baNBGNOP )
160 | BANBWIPR | BA nonbaseload wind generation percent (resource mix) | % | baNBGNWI /( baNBGNCL + baNBGNOL + baNBGNGS + baNBGNNC +baNBGNHY) + baNBGNBM + baNBGNWI + baNBGNSO + baNBGNGT + baNBGNOF + baNBGNOP )
161 | BANBSOPR | BA nonbaseload solar generation percent (resource mix) | % | baNBGNSO /( baNBGNCL + baNBGNOL + baNBGNGS + baNBGNNC +baNBGNHY) + baNBGNBM + baNBGNWI + baNBGNSO + baNBGNGT + baNBGNOF + baNBGNOP )
162 | BANBGTPR | BA nonbaseload geothermal generation percent (resource mix) | % | baNBGNGT /( baNBGNCL + baNBGNOL + baNBGNGS + baNBGNNC +baNBGNHY) + baNBGNBM + baNBGNWI + baNBGNSO + baNBGNGT + baNBGNOF + baNBGNOP )
163 | BANBOFPR | BA nonbaseload other fossil generation percent (resource mix) | % | baNBGNOF /( baNBGNCL + baNBGNOL + baNBGNGS + baNBGNNC +baNBGNHY) + baNBGNBM + baNBGNWI + baNBGNSO + baNBGNGT + baNBGNOF + baNBGNOP )
164 | BANBOPPR | BA nonbaseload other unknown/purchased fuel generation percent (resource mix) | % | baNBGNOP /( baNBGNCL + baNBGNOL + baNBGNGS + baNBGNNC +baNBGNHY) + baNBGNBM + baNBGNWI + baNBGNSO + baNBGNGT + baNBGNOF + baNBGNOP )

## Subregion
Field | Name | Description | Unit | Calculation
1 | YEAR | Data year
2 | SUBRGN | eGRID subregion acronym
3 | SRNAME | eGRID subregion name
4 | SRNAMEPCAP | eGRID subregion nameplate capacity | MW
5 | SRHTIAN | eGRID subregion annual heat input from combustion | MMBtu
6 | SRHTIOZ | eGRID subregion ozone season heat input from combustion | MMBtu
7 | SRHTIANT | eGRID subregion total annual heat input | MMBtu
8 | SRHTIOZT | eGRID subregion total ozone season heat input | MMBtu
9 | SRNGENAN | eGRID subregion annual net generation | MWh
10 | SRNGENOZ | eGRID subregion ozone season net generation | MWh
11 | SRNOXAN | eGRID subregion annual NOx emissions | tons
12 | SRNOXOZ | eGRID subregion ozone season NOx emissions | tons
13 | SRSO2AN | eGRID subregion annual SO2 emissions | tons
14 | SRCO2AN | eGRID subregion annual CO2 emissions | tons
15 | SRCH4AN | eGRID subregion annual CH4 emissions | lbs
16 | SRN2OAN | eGRID subregion annual N2O emissions | lbs
17 | SRCO2EQA | eGRID subregion annual CO2 equivalent emissions | tons
18 | SRHGAN | eGRID subregion annual Hg emissions | lbs
19 | SRNOXRTA | eGRID subregion annual NOx total output emission rate | lb/MWh
20 | SRNOXRTO | eGRID subregion ozone season NOx total output emission rate | lb/MWh
21 | SRSO2RTA | eGRID subregion annual SO2 total output emission rate | lb/MWh
22 | SRCO2RTA | eGRID subregion annual CO2 total output emission rate | lb/MWh
23 | SRCH4RTA | eGRID subregion annual CH4 total output emission rate | lb/MWh
24 | SRN2ORTA | eGRID subregion annual N2O total output emission rate | lb/MWh
25 | SRC2ERTA | eGRID subregion annual CO2 equivalent total output emission rate | lb/MWh
26 | SRHGRTA | eGRID subregion annual Hg total output emission rate | lb/MWh
27 | SRNOXRA | eGRID subregion annual NOx input emission rate | lb/MMBtu
28 | SRNOXRO | eGRID subregion ozone season NOx input emission rate | lb/MMBtu
29 | SRSO2RA | eGRID subregion annual SO2 input emission rate | lb/MMBtu
30 | SRCO2RA | eGRID subregion annual CO2 input emission rate | lb/MMBtu
31 | SRCH4RA | eGRID subregion annual CH4 input emission rate | lb/MMBtu
32 | SRN2ORA | eGRID subregion annual N2O input emission rate | lb/MMBtu
33 | SRC2ERA | eGRID subregion annual CO2 equivalent input emission rate | lb/MMBtu
34 | SRHGRA | eGRID subregion annual Hg input emission rate | lb/MMBtu
35 | SRNOXCRT | eGRID subregion annual NOx combustion output emission rate | lb/MWh
36 | SRNOXCRO | eGRID subregion ozone season NOx combustion output emission rate | lb/MWh
37 | SRSO2CRT | eGRID subregion annual SO2 combustion output emission rate | lb/MWh
38 | SRCO2CRT | eGRID subregion annual CO2 combustion output emission rate | lb/MWh
39 | SRCH4CRT | eGRID subregion annual CH4 combustion output emission rate | lb/MWh
40 | SRN2OCRT | eGRID subregion annual N2O combustion output emission rate | lb/MWh
41 | SRC2ECRT | eGRID subregion annual CO2 equivalent combustion output emission rate | lb/MWh
42 | SRHGCRT | eGRID subregion annual Hg combustion output emission rate | lb/MWh
43 | SRCNOXRT | eGRID subregion annual NOx coal output emission rate | lb/MWh
44 | SRONOXRT | eGRID subregion annual NOx oil output emission rate | lb/MWh
45 | SRGNOXRT | eGRID subregion annual NOx gas output emission rate | lb/MWh
46 | SRFSNXRT | eGRID subregion annual NOx fossil fuel output emission rate | lb/MWh
47 | SRCNXORT | eGRID subregion ozone season NOx coal output emission rate | lb/MWh
48 | SRONXORT | eGRID subregion ozone season NOx oil output emission rate | lb/MWh
49 | SRGNXORT | eGRID subregion ozone season NOx gas output emission rate | lb/MWh
50 | SRFSNORT | eGRID subregion ozone season NOx fossil fuel output emission rate | lb/MWh
51 | SRCSO2RT | eGRID subregion annual SO2 coal output emission rate | lb/MWh
52 | SROSO2RT | eGRID subregion annual SO2 oil output emission rate | lb/MWh
53 | SRGSO2RT | eGRID subregion annual SO2 gas output emission rate | lb/MWh
54 | SRFSS2RT | eGRID subregion annual SO2 fossil fuel output emission rate | lb/MWh
55 | SRCCO2RT | eGRID subregion annual CO2 coal output emission rate | lb/MWh
56 | SROCO2RT | eGRID subregion annual CO2 oil output emission rate | lb/MWh
57 | SRGCO2RT | eGRID subregion annual CO2 gas output emission rate | lb/MWh
58 | SRFSC2RT | eGRID subregion annual CO2 fossil fuel output emission rate | lb/MWh
59 | SRCCH4RT | eGRID subregion annual CH4 coal output emission rate | lb/MWh
60 | SROCH4RT | eGRID subregion annual CH4 oil output emission rate | lb/MWh
61 | SRGCH4RT | eGRID subregion annual CH4 gas output emission rate | lb/MWh
62 | SRFCH4RT | eGRID subregion annual CH4 fossil fuel output emission rate | lb/MWh
63 | SRCN2ORT | eGRID subregion annual N2O coal output emission rate | lb/MWh
64 | SRON2ORT | eGRID subregion annual N2O oil output emission rate | lb/MWh
65 | SRON2ORT | eGRID subregion annual N2O gas output emission rate | lb/MWh
66 | SRFN2ORT | eGRID subregion annual N2O fossil output emission rate | lb/MWh
67 | SRCC2ERT | eGRID subregion annual CO2 equivalent coal output emission rate | lb/MWh
68 | SROC2ERT | eGRID subregion annual CO2 equivalent oil output emission rate | lb/MWh
69 | SRGC2ERT | eGRID subregion annual CO2 equivalent gas output emission rate | lb/MWh
70 | SRFSC2ERT | eGRID subregion annual CO2 equivalent fossil fuel output emission rate | lb/MWh
71 | SRCHGRT | eGRID subregion annual Hg coal output emission rate | lb/MWh
72 | SRFSHGRT | eGRID subregion annual Hg fossil fuel output emission rate | lb/MWh
73 | SRCNOXR | eGRID subregion annual NOx coal input emission rate | lb/MMBtu
74 | SRONOXR | eGRID subregion annual NOx oil input emission rate | lb/MMBtu
75 | SRGNOXR | eGRID subregion annual NOx gas input emission rate | lb/MMBtu
76 | SRFSNXR | eGRID subregion annual NOx fossil fuel input emission rate | lb/MMBtu
77 | SRCNXOR | eGRID subregion ozone season NOx coal input emission rate | lb/MMBtu
78 | SRONXOR | eGRID subregion ozone season NOx oil input emission rate | lb/MMBtu
79 | SRGNXOR | eGRID subregion ozone season NOx gas input emission rate | lb/MMBtu
80 | SRFSNOR | eGRID subregion ozone season NOx fossil fuel input emission rate | lb/MMBtu
81 | SRCSO2R | eGRID subregion annual SO2 coal input emission rate | lb/MMBtu
82 | SROSO2R | eGRID subregion annual SO2 oil input emission rate | lb/MMBtu
83 | SRGSO2R | eGRID subregion annual SO2 gas input emission rate | lb/MMBtu
84 | SRFSS2R | eGRID subregion annual SO2 fossil fuel input emission rate | lb/MMBtu
85 | SRCCO2R | eGRID subregion annual CO2 coal input emission rate | lb/MMBtu
86 | SROCO2R | eGRID subregion annual CO2 oil input emission rate | lb/MMBtu
87 | SRGCO2R | eGRID subregion annual CO2 gas input emission rate | lb/MMBtu
88 | SRFSC2R | eGRID subregion annual CO2 fossil fuel input emission rate | lb/MMBtu
89 | SRCCH4R | eGRID subregion annual CH4 coal input emission rate | lb/MMBtu
90 | SROCH4R | eGRID subregion annual CH4 oil input emission rate | lb/MMBtu
91 | SRGCH4R | eGRID subregion annual CH4 gas input emission rate | lb/MMBtu
92 | SRFCH4R | eGRID subregion annual CH4 fossil input emission rate | lb/MMBtu
93 | SRCN2OR | eGRID subregion annual N2O coal input emission rate | lb/MMBtu
94 | SRON2OR | eGRID subregion annual N2O oil input emission rate | lb/MMBtu
95 | SRGN2OR | eGRID subregion annual N2O gas input emission rate | lb/MMBtu
96 | SRFN2OR | eGRID subregion annual N2O fossil input emission rate | lb/MMBtu
97 | SRCC2ER | eGRID subregion annual CO2 equivalent coal input emission rate | lb/MMBtu
98 | SROC2ER | eGRID subregion annual CO2 equivalent oil input emission rate | lb/MMBtu
99 | SRGC2ER | eGRID subregion annual CO2 equivalent gas input emission rate | lb/MMBtu
100 | SRFSC2ER | eGRID subregion annual CO2 equivalent fossil fuel input emission rate | lb/MMBtu
101 | SRCHGR | eGRID subregion annual Hg coal input emission rate | lb/MMBtu
102 | SRFSHGR | eGRID subregion annual Hg fossil fuel input emission rate | lb/MMBtu
103 | SRNBNOX | eGRID subregion annual NOx nonbaseload output emission rate | lb/MWh
104 | SRNBNXO | eGRID subregion ozone season NOx nonbaseload output emission rate | lb/MWh
105 | SRNBSO2 | eGRID subregion annual SO2 nonbaseload output emission rate | lb/MWh
106 | SRNBCO2 | eGRID subregion annual CO2 nonbaseload output emission rate | lb/MWh
107 | SRNBCH4 | eGRID subregion annual CH4 nonbaseload output emission rate | lb/MWh
108 | SRNBN2O | eGRID subregion annual N2O nonbaseload output emission rate | lb/MWh
109 | SRNBC2E | eGRID subregion annual CO2e nonbaseload output emission rate | lb/MWh
110 | SRNBHG | eGRID subregion annual Hg nonbaseload output emission rate | lb/MWh
111 | SRGENACL | eGRID subregion annual coal net generation | MWh
112 | SRGENAOL | eGRID subregion annual oil net generation | MWh
113 | SRGENAGS | eGRID subregion annual gas net generation | MWh
114 | SRGENANC | eGRID subregion annual nuclear net generation | MWh
115 | SRGENAHY | eGRID subregion annual hydro net generation | MWh
116 | SRGENABM | eGRID subregion annual biomass net generation | MWh
117 | SRGENAWI | eGRID subregion annual wind net generation | MWh
118 | SRGENASO | eGRID subregion annual solar net generation | MWh
119 | SRGENAGT | eGRID subregion annual geothermal net generation | MWh
120 | SRGENAOF | eGRID subregion annual other fossil net generation | MWh
121 | SRGENAOP | eGRID subregion annual other unknown/purchased fuel net generation | MWh
122 | SRGENATN | eGRID subregion annual total nonrenewables net generation | MWh
123 | SRGENATR | eGRID subregion annual total renewables net generation | MWh
124 | SRGENATH | eGRID subregion annual total nonhydro renewables net generation | MWh
125 | SRGENACY | eGRID subregion annual total combustion net generation | MWh
126 | SRGENACN | eGRID subregion annual total noncombustion net generation | MWh
127 | SRCLPR | eGRID subregion coal generation percent (resource mix) | % | PLGENACL / (PLGENACL + PLGENAOL + PLGENAGS + PLGENANC + PLGENAHY + PLGENABM + PLGENAWI + PLGENASO + PLGENAGT + PLGENAOF +PLGENAOP)
128 | SROLPR | eGRID subregion oil generation percent (resource mix) | % | PLGENAOL / (PLGENACL + PLGENAOL + PLGENAGS + PLGENANC + PLGENAHY + PLGENABM + PLGENAWI + PLGENASO + PLGENAGT + PLGENAOF +PLGENAOP)
129 | SRGSPR | eGRID subregion gas generation percent (resource mix) | % | PLGENAGS / (PLGENACL + PLGENAOL + PLGENAGS + PLGENANC + PLGENAHY + PLGENABM + PLGENAWI + PLGENASO + PLGENAGT + PLGENAOF +PLGENAOP)
130 | SRNCPR | eGRID subregion nuclear generation percent (resource mix) | % | PLGENANC / (PLGENACL + PLGENAOL + PLGENAGS + PLGENANC + PLGENAHY + PLGENABM + PLGENAWI + PLGENASO + PLGENAGT + PLGENAOF +PLGENAOP)
131 | SRHYPR | eGRID subregion hydro generation percent (resource mix) | % | PLGENAHY / (PLGENACL + PLGENAOL + PLGENAGS + PLGENANC + PLGENAHY + PLGENABM + PLGENAWI + PLGENASO + PLGENAGT + PLGENAOF +PLGENAOP)
132 | SRBMPR | eGRID subregion biomass generation percent (resource mix) | % | PLGENABM / (PLGENACL + PLGENAOL + PLGENAGS + PLGENANC + PLGENAHY + PLGENABM + PLGENAWI + PLGENASO + PLGENAGT + PLGENAOF +PLGENAOP)
133 | SRWIPR | eGRID subregion wind generation percent (resource mix) | % | PLGENAWI / (PLGENACL + PLGENAOL + PLGENAGS + PLGENANC + PLGENAHY + PLGENABM + PLGENAWI + PLGENASO + PLGENAGT + PLGENAOF +PLGENAOP)
134 | SRSOPR | eGRID subregion solar generation percent (resource mix) | % | PLGENASO / (PLGENACL + PLGENAOL + PLGENAGS + PLGENANC + PLGENAHY + PLGENABM + PLGENAWI + PLGENASO + PLGENAGT + PLGENAOF +PLGENAOP)
135 | SRGTPR | eGRID subregion geothermal generation percent (resource mix) | % | PLGENAGT / (PLGENACL + PLGENAOL + PLGENAGS + PLGENANC + PLGENAHY + PLGENABM + PLGENAWI + PLGENASO + PLGENAGT + PLGENAOF +PLGENAOP)
136 | SROFPR | eGRID subregion other fossil generation percent (resource mix) | % | PLGENAOF / (PLGENACL + PLGENAOL + PLGENAGS + PLGENANC + PLGENAHY + PLGENABM + PLGENAWI + PLGENASO + PLGENAGT + PLGENAOF +PLGENAOP)
137 | SROPPR | eGRID subregion other unknown/purchased fuel generation percent (resource mix) | % | PLGENAOP / (PLGENACL + PLGENAOL + PLGENAGS + PLGENANC + PLGENAHY + PLGENABM + PLGENAWI + PLGENASO + PLGENAGT + PLGENAOF +PLGENAOP)
138 | SRTNPR | eGRID subregion total nonrenewables generation percent (resource mix) | % | PLGENATN / (PLGENATN + PLGENATR)
139 | SRTRPR | eGRID subregion total renewables generation percent (resource mix) | % | PLGENATR / (PLGENATN + PLGENATR)
140 | SRTHPR | eGRID subregion total nonhydro renewables generation percent (resource mix) | % | PLGENATH / (PLGENACL + PLGENAOL + PLGENAGS + PLGENANC + PLGENAHY + PLGENABM + PLGENAWI + PLGENASO + PLGENAGT + PLGENAOF +PLGENAOP)
141 | SRCYPR | eGRID subregion total combustion generation percent (resource mix) | % | PLGENACY / (PLGENACY + PLGENACN)
142 | SRCNPR | eGRID subregion total noncombustion generation percent (resource mix) | % | PLGENACN / (PLGENACY + PLGENACN)
143 | SRNBGNCL | eGRID subregion annual total nonbaseload coal generation | MWh
144 | SRNBGNOL | eGRID subregion annual total nonbaseload oil generation | MWh
145 | SRNBGNGS | eGRID subregion annual total nonbaseload gas generation | MWh
146 | SRNBGNNC | eGRID subregion annual total nonbaseload nuclear generation | MWh
147 | SRNBGNHY | eGRID subregion annual total nonbaseload hydro generation | MWh
148 | SRNBGNBM | eGRID subregion annual total nonbaseload biomass generation | MWh
149 | SRNBGNWI | eGRID subregion annual total nonbaseload wind generation | MWh
150 | SRNBGNSO | eGRID subregion annual total nonbaseload solar generation | MWh
151 | SRNBGNGT | eGRID subregion annual total nonbaseload geothermal generation | MWh
152 | SRNBGNOF | eGRID subregion annual total nonbaseload other fossil generation | MWh
153 | SRNBGNOP | eGRID subregion annual total nonbaseload other unknown/purchased fuel generation | MWh
154 | SRNBCLPR | eGRID subregion nonbaseload coal generation percent (resource mix) | % | baNBGNCL /( baNBGNCL + baNBGNOL + baNBGNGS + baNBGNNC +baNBGNHY) + baNBGNBM + baNBGNWI + baNBGNSO + baNBGNGT + baNBGNOF + baNBGNOP )
155 | SRNBOLPR | eGRID subregion nonbaseload oil generation percent (resource mix) | % | baNBGNOL /( baNBGNCL + baNBGNOL + baNBGNGS + baNBGNNC +baNBGNHY) + baNBGNBM + baNBGNWI + baNBGNSO + baNBGNGT + baNBGNOF + baNBGNOP )
156 | SRNBGSPR | eGRID subregion nonbaseload gas generation percent (resource mix) | % | baNBGNGS /( baNBGNCL + baNBGNOL + baNBGNGS + baNBGNNC +baNBGNHY) + baNBGNBM + baNBGNWI + baNBGNSO + baNBGNGT + baNBGNOF + baNBGNOP )
157 | SRNBNCPR | eGRID subregion nonbaseload nuclear generation percent (resource mix) | % | baNBNCPR /( baNBGNCL + baNBGNOL + baNBGNGS + baNBGNNC +baNBGNHY) + baNBGNBM + baNBGNWI + baNBGNSO + baNBGNGT + baNBGNOF + baNBGNOP )
158 | SRNBHYPR | eGRID subregion nonbaseload hydro generation percent (resource mix) | % | baNBHYPR /( baNBGNCL + baNBGNOL + baNBGNGS + baNBGNNC +baNBGNHY) + baNBGNBM + baNBGNWI + baNBGNSO + baNBGNGT + baNBGNOF + baNBGNOP )
159 | SRNBBMPR | eGRID subregion nonbaseload biomass generation percent (resource mix) | % | baNBGNBM /( baNBGNCL + baNBGNOL + baNBGNGS + baNBGNNC +baNBGNHY) + baNBGNBM + baNBGNWI + baNBGNSO + baNBGNGT + baNBGNOF + baNBGNOP )
160 | SRNBWIPR | eGRID subregion nonbaseload wind generation percent (resource mix) | % | baNBGNWI /( baNBGNCL + baNBGNOL + baNBGNGS + baNBGNNC +baNBGNHY) + baNBGNBM + baNBGNWI + baNBGNSO + baNBGNGT + baNBGNOF + baNBGNOP )
161 | SRNBSOPR | eGRID subregion nonbaseload solar generation percent (resource mix) | % | baNBGNSO /( baNBGNCL + baNBGNOL + baNBGNGS + baNBGNNC +baNBGNHY) + baNBGNBM + baNBGNWI + baNBGNSO + baNBGNGT + baNBGNOF + baNBGNOP )
162 | SRNBGTPR | eGRID subregion nonbaseload geothermal generation percent (resource mix) | % | baNBGNGT /( baNBGNCL + baNBGNOL + baNBGNGS + baNBGNNC +baNBGNHY) + baNBGNBM + baNBGNWI + baNBGNSO + baNBGNGT + baNBGNOF + baNBGNOP )
163 | SRNBOFPR | eGRID subregion nonbaseload other fossil generation percent (resource mix) | % | baNBGNOF /( baNBGNCL + baNBGNOL + baNBGNGS + baNBGNNC +baNBGNHY) + baNBGNBM + baNBGNWI + baNBGNSO + baNBGNGT + baNBGNOF + baNBGNOP )
164 | SRNBOPPR | eGRID subregion nonbaseload other unknown/purchased fuel generation percent (resource mix) | % | baNBGNOP /( baNBGNCL + baNBGNOL + baNBGNGS + baNBGNNC +baNBGNHY) + baNBGNBM + baNBGNWI + baNBGNSO + baNBGNGT + baNBGNOF + baNBGNOP )

## NERC Region
Field | Name | Description | Unit | Calculation
1 | YEAR | Data year
2 | NERC | NERC region acronym
3 | NERCNAME | NERC region name
4 | NRNAMEPCAP | NERC region nameplate capacity | MW
5 | NRHTIAN | NERC region annual heat input from combustion | MMBtu
6 | NRHTIOZ | NERC region ozone season heat input from combustion | MMBtu
7 | NRHTIANT | NERC total region annual heat input | MMBtu
8 | NRHTIOZT | NERC total region ozone season heat input | MMBtu
9 | NRNGENAN | NERC region annual net generation | MWh
10 | NRNGENOZ | NERC region ozone season net generation | MWh
11 | NRNOXAN | NERC region annual NOx emissions | tons
12 | NRNOXOZ | NERC region ozone season NOx emissions | tons
13 | NRSO2AN | NERC region annual SO2 emissions | tons
14 | NRCO2AN | NERC region annual CO2 emissions | tons
15 | NRCH4AN | NERC region annual CH4 emissions | lbs
16 | NRN2OAN | NERC region annual N2O emissions | lbs
17 | NRCO2EQA | NERC region annual CO2 equivalent emissions | tons
18 | NRHGAN | NERC region annual Hg emissions | lbs
19 | NRNOXRTA | NERC region annual NOx total output emission rate | lb/MWh
20 | NRNOXRTO | NERC region ozone season NOx total output emission rate | lb/MWh
21 | NRSO2RTA | NERC region annual SO2 total output emission rate | lb/MWh
22 | NRCO2RTA | NERC region annual CO2 total output emission rate | lb/MWh
23 | NRCH4RTA | NERC region annual CH4 total output emission rate | lb/MWh
24 | NRN2ORTA | NERC region annual N2O total output emission rate | lb/MWh
25 | NRC2ERTA | NERC region annual CO2 equivalent total output emission rate | lb/MWh
26 | NRHGRTA | NERC region annual Hg total output emission rate | lb/MWh
27 | NRNOXRA | NERC region annual NOx input emission rate | lb/MMBtu
28 | NRNOXRO | NERC region ozone season NOx input emission rate | lb/MMBtu
29 | NRSO2RA | NERC region annual SO2 input emission rate | lb/MMBtu
30 | NRCO2RA | NERC region annual CO2 input emission rate | lb/MMBtu
31 | NRCH4RA | NERC region annual CH4 input emission rate | lb/MMBtu
32 | NRN2ORA | NERC region annual N2O input emission rate | lb/MMBtu
33 | NRC2ERA | NERC region annual CO2 equivalent input emission rate | lb/MMBtu
34 | NRHGRA | NERC region annual Hg input emission rate | lb/MMBtu
35 | NRNOXCRT | NERC region annual NOx combustion output emission rate | lb/MWh
36 | NRNOXCRO | NERC region ozone season NOx combustion output emission rate | lb/MWh
37 | NRSO2CRT | NERC region annual SO2 combustion output emission rate | lb/MWh
38 | NRCO2CRT | NERC region annual CO2 combustion output emission rate | lb/MWh
39 | NRCH4CRT | NERC region annual CH4 combustion output emission rate | lb/MWh
40 | NRN2OCRT | NERC region annual N2O combustion output emission rate | lb/MWh
41 | NRC2ECRT | NERC region annual CO2 equivalent combustion output emission rate | lb/MWh
42 | NRHGCRT | NERC region annual Hg combustion output emission rate | lb/MWh
43 | NRCNOXRT | NERC region annual NOx coal output emission rate | lb/MWh
44 | NRONOXRT | NERC region annual NOx oil output emission rate | lb/MWh
45 | NRGNOXRT | NERC region annual NOx gas output emission rate | lb/MWh
46 | NRFSNXRT | NERC region annual NOx fossil fuel output emission rate | lb/MWh
47 | NRCNXORT | NERC region ozone season NOx coal output emission rate | lb/MWh
48 | NRONXORT | NERC region ozone season NOx oil output emission rate | lb/MWh
49 | NRGNXORT | NERC region ozone season NOx gas output emission rate | lb/MWh
50 | NRFSNORT | NERC region ozone season NOx fossil fuel output emission rate | lb/MWh
51 | NRCSO2RT | NERC region annual SO2 coal output emission rate | lb/MWh
52 | NROSO2RT | NERC region annual SO2 oil output emission rate | lb/MWh
53 | NRGSO2RT | NERC region annual SO2 gas output emission rate | lb/MWh
54 | NRFSS2RT | NERC region annual SO2 fossil fuel output emission rate | lb/MWh
55 | NRCCO2RT | NERC region annual CO2 coal output emission rate | lb/MWh
56 | NROCO2RT | NERC region annual CO2 oil output emission rate | lb/MWh
57 | NRGCO2RT | NERC region annual CO2 gas output emission rate | lb/MWh
58 | NRFSC2RT | NERC region annual CO2 fossil fuel output emission rate | lb/MWh
59 | NRCCH4RT | NERC region annual CH4 coal output emission rate | lb/MWh
60 | NROCH4RT | NERC region annual CH4 oil output emission rate | lb/MWh
61 | NRGCH4RT | NERC region annual CH4 gas output emission rate | lb/MWh
62 | NRFCH4RT | NERC region annual CH4 fossil fuel output emission rate | lb/MWh
63 | NRCN2ORT | NERC region annual N2O coal output emission rate | lb/MWh
64 | NRON2ORT | NERC region annual N2O oil output emission rate | lb/MWh
65 | NRGN2ORT | NERC region annual N2O gas output emission rate | lb/MWh
66 | NRFN2ORT | NERC region annual N2O fossil fuel output emission rate | lb/MWh
67 | NRCC2ERT | NERC region annual CO2 equivalent coal output emission rate | lb/MWh
68 | NROC2ERT | NERC region annual CO2 equivalent oil output emission rate | lb/MWh
69 | NRGC2ERT | NERC region annual CO2 equivalent gas output emission rate | lb/MWh
70 | NRFSC2ERT | NERC region annual CO2 equivalent fossil fuel output emission rate | lb/MWh
71 | NRCHGRT | NERC region annual Hg coal output emission rate | lb/MWh
72 | NRFSHGRT | NERC region annual Hg fossil fuel output emission rate | lb/MWh
73 | NRCNOXR | NERC region annual NOx coal input emission rate | lb/MMBtu
74 | NRONOXR | NERC region annual NOx oil input emission rate | lb/MMBtu
75 | NRGNOXR | NERC region annual NOx gas input emission rate | lb/MMBtu
76 | NRFSNXR | NERC region annual NOx fossil fuel input emission rate | lb/MMBtu
77 | NRCNXOR | NERC region ozone season NOx coal input emission rate | lb/MMBtu
78 | NRONXOR | NERC region ozone season NOx oil input emission rate | lb/MMBtu
79 | NRGNXOR | NERC region ozone season NOx gas input emission rate | lb/MMBtu
80 | NRFSNOR | NERC region ozone season NOx fossil fuel input emission rate | lb/MMBtu
81 | NRCSO2R | NERC region annual SO2 coal input emission rate | lb/MMBtu
82 | NROSO2R | NERC region annual SO2 oil input emission rate | lb/MMBtu
83 | NRGSO2R | NERC region annual SO2 gas input emission rate | lb/MMBtu
84 | NRFSS2R | NERC region annual SO2 fossil fuel input emission rate | lb/MMBtu
85 | NRCCO2R | NERC region annual CO2 coal input emission rate | lb/MMBtu
86 | NROCO2R | NERC region annual CO2 oil input emission rate | lb/MMBtu
87 | NRGCO2R | NERC region annual CO2 gas input emission rate | lb/MMBtu
88 | NRCCH4R | NERC region annual CH4 coal input emission rate | lb/MMBtu
89 | NROCH4R | NERC region annual CH4 oil input emission rate | lb/MMBtu
90 | NRGCH4R | NERC region annual CH4 gas input emission rate | lb/MMBtu
91 | NRFCH4R | NERC region annual CH4 fossil fuel input emission rate | lb/MMBtu
92 | NRCN2OR | NERC region annual N2O coal input emission rate | lb/MMBtu
93 | NRON2OR | NERC region annual N2O oil input emission rate | lb/MMBtu
94 | NRGN2OR | NERC region annual N2O gas input emission rate | lb/MMBtu
95 | NRFN2OR | NERC region annual N2O fossil fuel input emission rate | lb/MMBtu
96 | NRCC2ER | NERC region annual CO2 equivalent coal input emission rate | lb/MMBtu
97 | NROC2ER | NERC region annual CO2 equivalent oil input emission rate | lb/MMBtu
98 | NRGC2ER | NERC region annual CO2 equivalent gas input emission rate | lb/MMBtu
99 | NRFSC2ER | NERC region annual CO2 equivalent fossil fuel input emission rate | lb/MMBtu
100 | NRFSC2R | NERC region annual CO2 fossil fuel input emission rate | lb/MMBtu
101 | NRCHGR | NERC region annual Hg coal input emission rate | lb/MMBtu
102 | NRFSHGR | NERC region annual Hg fossil fuel input emission rate | lb/MMBtu
103 | NRNBNOX | NERC region annual NOx nonbaseload output emission rate | lb/MWh
104 | NRNBNXO | NERC region ozone season NOx nonbaseload output emission rate | lb/MWh
105 | NRNBSO2 | NERC region annual SO2 nonbaseload output emission rate | lb/MWh
106 | NRNBCO2 | NERC region annual CO2 nonbaseload output emission rate | lb/MWh
107 | NRNBCH4 | NERC region annual CH4 nonbaseload output emission rate | lb/MWh
108 | NRNBN2O | NERC region annual N2O nonbaseload output emission rate | lb/MWh
109 | NRNBC2E | NERC region annual CO2 equivalent nonbaseload output emission rate | lb/MWh
110 | NRNBHG | NERC region annual Hg nonbaseload output emission rate | lb/MWh
111 | NRGENACL | NERC region annual coal net generation | MWh
112 | NRGENAOL | NERC region annual oil net generation | MWh
113 | NRGENAGS | NERC region annual gas net generation | MWh
114 | NRGENANC | NERC region annual nuclear net generation | MWh
115 | NRGENAHY | NERC region annual hydro net generation | MWh
116 | NRGENABM | NERC region annual biomass net generation | MWh
117 | NRGENAWI | NERC region annual wind net generation | MWh
118 | NRGENASO | NERC region annual solar net generation | MWh
119 | NRGENAGT | NERC region annual geothermal net generation | MWh
120 | NRGENAOF | NERC region annual other fossil net generation | MWh
121 | NRGENAOP | NERC region annual other unknown/purchased fuel net generation | MWh
122 | NRGENATN | NERC region annual total nonrenewables net generation | MWh
123 | NRGENATR | NERC region annual total renewables net generation | MWh
124 | NRGENATH | NERC region annual total nonhydro renewables net generation | MWh
125 | NRGENACY | NERC region annual total combustion net generation | MWh
126 | NRGENACN | NERC region annual total noncombustion net generation | MWh
127 | NRCLPR | NERC region coal generation percent (resource mix) | % | PLGENACL / (PLGENACL + PLGENAOL + PLGENAGS + PLGENANC + PLGENAHY + PLGENABM + PLGENAWI + PLGENASO + PLGENAGT + PLGENAOF +PLGENAOP)
128 | NROLPR | NERC region oil generation percent (resource mix) | % | PLGENAOL / (PLGENACL + PLGENAOL + PLGENAGS + PLGENANC + PLGENAHY + PLGENABM + PLGENAWI + PLGENASO + PLGENAGT + PLGENAOF +PLGENAOP)
129 | NRGSPR | NERC region gas generation percent (resource mix) | % | PLGENAGS / (PLGENACL + PLGENAOL + PLGENAGS + PLGENANC + PLGENAHY + PLGENABM + PLGENAWI + PLGENASO + PLGENAGT + PLGENAOF +PLGENAOP)
130 | NRNCPR | NERC region nuclear generation percent (resource mix) | % | PLGENANC / (PLGENACL + PLGENAOL + PLGENAGS + PLGENANC + PLGENAHY + PLGENABM + PLGENAWI + PLGENASO + PLGENAGT + PLGENAOF +PLGENAOP)
131 | NRHYPR | NERC region hydro generation percent (resource mix) | % | PLGENAHY / (PLGENACL + PLGENAOL + PLGENAGS + PLGENANC + PLGENAHY + PLGENABM + PLGENAWI + PLGENASO + PLGENAGT + PLGENAOF +PLGENAOP)
132 | NRBMPR | NERC region biomass generation percent (resource mix) | % | PLGENABM / (PLGENACL + PLGENAOL + PLGENAGS + PLGENANC + PLGENAHY + PLGENABM + PLGENAWI + PLGENASO + PLGENAGT + PLGENAOF +PLGENAOP)
133 | NRWIPR | NERC region wind generation percent (resource mix) | % | PLGENAWI / (PLGENACL + PLGENAOL + PLGENAGS + PLGENANC + PLGENAHY + PLGENABM + PLGENAWI + PLGENASO + PLGENAGT + PLGENAOF +PLGENAOP)
134 | NRSOPR | NERC region solar generation percent (resource mix) | % | PLGENASO / (PLGENACL + PLGENAOL + PLGENAGS + PLGENANC + PLGENAHY + PLGENABM + PLGENAWI + PLGENASO + PLGENAGT + PLGENAOF +PLGENAOP)
135 | NRGTPR | NERC region geothermal generation percent (resource mix) | % | PLGENAGT / (PLGENACL + PLGENAOL + PLGENAGS + PLGENANC + PLGENAHY + PLGENABM + PLGENAWI + PLGENASO + PLGENAGT + PLGENAOF +PLGENAOP)
136 | NROFPR | NERC region other fossil generation percent (resource mix) | % | PLGENAOF / (PLGENACL + PLGENAOL + PLGENAGS + PLGENANC + PLGENAHY + PLGENABM + PLGENAWI + PLGENASO + PLGENAGT + PLGENAOF +PLGENAOP)
137 | NROPPR | NERC region other unknown/purchased fuel generation percent (resource mix) | % | PLGENAOP / (PLGENACL + PLGENAOL + PLGENAGS + PLGENANC + PLGENAHY + PLGENABM + PLGENAWI + PLGENASO + PLGENAGT + PLGENAOF +PLGENAOP)
138 | NRTNPR | NERC region total nonrenewables generation percent (resource mix) | % | PLGENATN / (PLGENATN + PLGENATR)
139 | NRTRPR | NERC region total renewables generation percent (resource mix) | % | PLGENATR / (PLGENATN + PLGENATR)
140 | NRTHPR | NERC region total nonhydro renewables generation percent (resource mix) | % | PLGENATH / (PLGENACL + PLGENAOL + PLGENAGS + PLGENANC + PLGENAHY + PLGENABM + PLGENAWI + PLGENASO + PLGENAGT + PLGENAOF +PLGENAOP)
141 | NRCYPR | NERC region total combustion generation percent (resource mix) | % | PLGENACY / (PLGENACY + PLGENACN)
142 | NRCNPR | NERC region total noncombustion generation percent (resource mix) | % | PLGENACN / (PLGENACY + PLGENACN)
143 | NRNBGNCL | NERC region annual total nonbaseload coal generation | MWh
144 | NRNBGNOL | NERC region annual total nonbaseload oil generation | MWh
145 | NRNBGNGS | NERC region annual total nonbaseload gas generation | MWh
146 | NRNBGNNC | NERC region annual total nonbaseload nuclear generation | MWh
147 | NRNBGNHY | NERC region annual total nonbaseload hydro generation | MWh
148 | NRNBGNBM | NERC region annual total nonbaseload biomass generation | MWh
149 | NRNBGNWI | NERC region annual total nonbaseload wind generation | MWh
150 | NRNBGNSO | NERC region annual total nonbaseload solar generation | MWh
151 | NRNBGNGT | NERC region annual total nonbaseload geothermal generation | MWh
152 | NRNBGNOF | NERC region annual total nonbaseload other fossil generation | MWh
153 | NRNBGNOP | NERC region annual total nonbaseload other unknown/purchased fuel generation | MWh
154 | NRNBCLPR | NERC region nonbaseload coal generation percent (resource mix) | % | baNBGNCL /( baNBGNCL + baNBGNOL + baNBGNGS + baNBGNNC +baNBGNHY) + baNBGNBM + baNBGNWI + baNBGNSO + baNBGNGT + baNBGNOF + baNBGNOP )
155 | NRNBOLPR | NERC region nonbaseload oil generation percent (resource mix) | % | baNBGNOL /( baNBGNCL + baNBGNOL + baNBGNGS + baNBGNNC +baNBGNHY) + baNBGNBM + baNBGNWI + baNBGNSO + baNBGNGT + baNBGNOF + baNBGNOP )
156 | NRNBGSPR | NERC region nonbaseload gas generation percent (resource mix) | % | baNBGNGS /( baNBGNCL + baNBGNOL + baNBGNGS + baNBGNNC +baNBGNHY) + baNBGNBM + baNBGNWI + baNBGNSO + baNBGNGT + baNBGNOF + baNBGNOP )
157 | NRNBNCPR | NERC region nonbaseload nuclear generation percent (resource mix) | % | baNBNCPR /( baNBGNCL + baNBGNOL + baNBGNGS + baNBGNNC +baNBGNHY) + baNBGNBM + baNBGNWI + baNBGNSO + baNBGNGT + baNBGNOF + baNBGNOP )
158 | NRNBHYPR | NERC region nonbaseload hydro generation percent (resource mix) | % | baNBHYPR /( baNBGNCL + baNBGNOL + baNBGNGS + baNBGNNC +baNBGNHY) + baNBGNBM + baNBGNWI + baNBGNSO + baNBGNGT + baNBGNOF + baNBGNOP )
159 | NRNBBMPR | NERC region nonbaseload biomass generation percent (resource mix) | % | baNBGNBM /( baNBGNCL + baNBGNOL + baNBGNGS + baNBGNNC +baNBGNHY) + baNBGNBM + baNBGNWI + baNBGNSO + baNBGNGT + baNBGNOF + baNBGNOP )
160 | NRNBWIPR | NERC region nonbaseload wind generation percent (resource mix) | % | baNBGNWI /( baNBGNCL + baNBGNOL + baNBGNGS + baNBGNNC +baNBGNHY) + baNBGNBM + baNBGNWI + baNBGNSO + baNBGNGT + baNBGNOF + baNBGNOP )
161 | NRNBSOPR | NERC region nonbaseload solar generation percent (resource mix) | % | baNBGNSO /( baNBGNCL + baNBGNOL + baNBGNGS + baNBGNNC +baNBGNHY) + baNBGNBM + baNBGNWI + baNBGNSO + baNBGNGT + baNBGNOF + baNBGNOP )
162 | NRNBGTPR | NERC region nonbaseload geothermal generation percent (resource mix) | % | baNBGNGT /( baNBGNCL + baNBGNOL + baNBGNGS + baNBGNNC +baNBGNHY) + baNBGNBM + baNBGNWI + baNBGNSO + baNBGNGT + baNBGNOF + baNBGNOP )
163 | NRNBOFPR | NERC region nonbaseload other fossil generation percent (resource mix) | % | baNBGNOF /( baNBGNCL + baNBGNOL + baNBGNGS + baNBGNNC +baNBGNHY) + baNBGNBM + baNBGNWI + baNBGNSO + baNBGNGT + baNBGNOF + baNBGNOP )
164 | NRNBOPPR | NERC region nonbaseload other unknown/purchased fuel generation percent (resource mix) | % | baNBGNOP /( baNBGNCL + baNBGNOL + baNBGNGS + baNBGNNC +baNBGNHY) + baNBGNBM + baNBGNWI + baNBGNSO + baNBGNGT + baNBGNOF + baNBGNOP )

## United States
Field | Name | Description | Unit | Calculation
1 | YEAR | Data year
2 | USNAMEPCAP | U.S. nameplate capacity | MW
3 | USHTIAN | U.S. annual heat input from combustion | MMBtu
4 | USHTIOZ | U.S. ozone season heat input from combustion | MMBtu
5 | USHTIANT | U.S. total annual heat input | MMBtu
6 | USHTIOZT | U.S. total ozone season heat input | MMBtu
7 | USNGENAN | U.S. annual net generation | MWh
8 | USNGENOZ | U.S. ozone season net generation | MWh
9 | USNOXAN | U.S. annual NOx emissions | tons
10 | USNOXOZ | U.S. ozone season NOx emissions | tons
11 | USSO2AN | U.S. annual SO2 emissions | tons
12 | USCO2AN | U.S. annual CO2 emissions | tons
13 | USCH4AN | U.S. annual CH4 emissions | lbs
14 | USN2OAN | U.S. annual N2O emissions | lbs
15 | USCO2EQA | U.S. annual CO2 equivalent emissions | tons
16 | USHGAN | U.S. annual Hg emissions | lbs
17 | USNOXRTA | U.S. annual NOx total output emission rate | lb/MWh
18 | USNOXRTO | U.S. ozone season NOx total output emission rate | lb/MWh
19 | USSO2RTA | U.S. annual SO2 total output emission rate | lb/MWh
20 | USCO2RTA | U.S. annual CO2 total output emission rate | lb/MWh
21 | USCH4RTA | U.S. annual CH4 total output emission rate | lb/MWh
22 | USN2ORTA | U.S. annual N2O total output emission rate | lb/MWh
23 | USC2ERTA | U.S. annual CO2 equivalent total output emission rate | lb/MWh
24 | USHGRTA | U.S. annual Hg total output emission rate | lb/MWh
25 | USNOXRA | U.S. annual NOx input emission rate | lb/MMBtu
26 | USNOXRO | U.S. ozone season NOx input emission rate | lb/MMBtu
27 | USSO2RA | U.S. annual SO2 input emission rate | lb/MMBtu
28 | USCO2RA | U.S. annual CO2 input emission rate | lb/MMBtu
29 | USCH4RA | U.S. annual CH4 input emission rate | lb/MMBtu
30 | USN2ORA | U.S. annual N2O input emission rate | lb/MMBtu
31 | USC2ERA | U.S. annual CO2 equivalent input emission rate | lb/MMBtu
32 | USHGRA | U.S. annual Hg input emission rate | lb/MMBtu
33 | USNOXCRT | U.S. annual NOx combustion output emission rate | lb/MWh
34 | USNOXCRO | U.S. ozone season NOx combustion output emission rate | lb/MWh
35 | USSO2CRT | U.S. annual SO2 combustion output emission rate | lb/MWh
36 | USCO2CRT | U.S. annual CO2 combustion output emission rate | lb/MWh
37 | USCH4CRT | U.S. annual CH4 combustion output emission rate | lb/MWh
38 | USN2OCRT | U.S. annual N2O combustion output emission rate | lb/MWh
39 | USC2ECRT | U.S. annual CO2 equivalent combustion output emission rate | lb/MWh
40 | USHGCRT | U.S. annual Hg combustion output emission rate | lb/MWh
41 | USCNOXRT | U.S. annual NOx coal output emission rate | lb/MWh
42 | USONOXRT | U.S. annual NOx oil output emission rate | lb/MWh
43 | USGNOXRT | U.S. annual NOx gas output emission rate | lb/MWh
44 | USFSNXRT | U.S. annual NOx fossil fuel output emission rate | lb/MWh
45 | USCNXORT | U.S. ozone season NOx coal output emission rate | lb/MWh
46 | USONXORT | U.S. ozone season NOx oil output emission rate | lb/MWh
47 | USGNXORT | U.S. ozone season NOx gas output emission rate | lb/MWh
48 | USFSNORT | U.S. ozone season NOx fossil fuel output emission rate | lb/MWh
49 | USCSO2RT | U.S. annual SO2 coal output emission rate | lb/MWh
50 | USOSO2RT | U.S. annual SO2 oil output emission rate | lb/MWh
51 | USGSO2RT | U.S. annual SO2 gas output emission rate | lb/MWh
52 | USFSS2RT | U.S. annual SO2 fossil fuel output emission rate | lb/MWh
53 | USCCO2RT | U.S. annual CO2 coal output emission rate | lb/MWh
54 | USOCO2RT | U.S. annual CO2 oil output emission rate | lb/MWh
55 | USGCO2RT | U.S. annual CO2 gas output emission rate | lb/MWh
56 | USFSC2RT | U.S. annual CO2 fossil fuel output emission rate | lb/MWh
57 | USCCH4RT | U.S. annual CH4 coal output emission rate | lb/MWh
58 | USOCH4RT | U.S. annual CH4 oil output emission rate | lb/MWh
59 | USGCH4RT | U.S. annual CH4 gas output emission rate | lb/MWh
60 | USFCH4RT | U.S. annual CH4 fossil fuel output emission rate | lb/MWh
61 | USCN2ORT | U.S. annual N2O coal output emission rate | lb/MWh
62 | USON2ORT | U.S. annual N2O oil output emission rate | lb/MWh
63 | USGN2ORT | U.S. annual N2O gas output emission rate | lb/MWh
64 | USFN2ORT | U.S. annual N2O fossil fuel output emission rate | lb/MWh
65 | USCC2ERT | U.S. annual CO2 equivalent coal output emission rate | lb/MWh
66 | USOC2ERT | U.S. annual CO2 equivalent oil output emission rate | lb/MWh
67 | USGC2ERT | U.S. annual CO2 equivalent gas output emission rate | lb/MWh
68 | USFSC2ERT | U.S. annual CO2 equivalent fossil fuel output emission rate | lb/MWh
69 | USCHGRT | U.S. annual Hg coal output emission rate | lb/MWh
70 | USFSHGRT | U.S. annual Hg fossil fuel output emission rate | lb/MWh
71 | USCNOXR | U.S. annual NOx coal input emission rate | lb/MMBtu
72 | USONOXR | U.S. annual NOx oil input emission rate | lb/MMBtu
73 | USGNOXR | U.S. annual NOx gas input emission rate | lb/MMBtu
74 | USFSNXR | U.S. annual NOx fossil fuel input emission rate | lb/MMBtu
75 | USCNXOR | U.S. ozone season NOx coal input emission rate | lb/MMBtu
76 | USONXOR | U.S. ozone season NOx oil input emission rate | lb/MMBtu
77 | USGNXOR | U.S. ozone season NOx gas input emission rate | lb/MMBtu
78 | USFSNOR | U.S. ozone season NOx fossil fuel input emission rate | lb/MMBtu
79 | USCSO2R | U.S. annual SO2 coal input emission rate | lb/MMBtu
80 | USOSO2R | U.S. annual SO2 oil input emission rate | lb/MMBtu
81 | USGSO2R | U.S. annual SO2 gas input emission rate | lb/MMBtu
82 | USFSS2R | U.S. annual SO2 fossil fuel input emission rate | lb/MMBtu
83 | USCCO2R | U.S. annual CO2 coal input emission rate | lb/MMBtu
84 | USOCO2R | U.S. annual CO2 oil input emission rate | lb/MMBtu
85 | USGCO2R | U.S. annual CO2 gas input emission rate | lb/MMBtu
86 | USFSC2R | U.S. annual CO2 fossil fuel input emission rate | lb/MMBtu
87 | USCCH4R | U.S. annual CH4 coal input emission rate | lb/MMBtu
88 | USOCH4R | U.S. annual CH4 oil input emission rate | lb/MMBtu
89 | USGCH4R | U.S. annual CH4 gas input emission rate | lb/MMBtu
90 | USFCH4R | U.S. annual CH4 fossil fuel input emission rate | lb/MMBtu
91 | USCN2OR | U.S. annual N2O coal input emission rate | lb/MMBtu
92 | USON2OR | U.S. annual N2O oil input emission rate | lb/MMBtu
93 | USGN2OR | U.S. annual N2O gas input emission rate | lb/MMBtu
94 | USFN2OR | U.S. annual N2O fossil fuel input emission rate | lb/MMBtu
95 | USCC2ER | U.S. annual CO2 equivalent coal input emission rate | lb/MMBtu
96 | USOC2ER | U.S. annual CO2 equivalent oil input emission rate | lb/MMBtu
97 | USGC2ER | U.S. annual CO2 equivalent gas input emission rate | lb/MMBtu
98 | USFSC2ER | U.S. annual CO2 equivalent fossil fuel input emission rate | lb/MMBtu
99 | USCHGR | U.S. annual Hg coal input emission rate | lb/MMBtu
100 | USFSHGR | U.S. annual Hg fossil fuel input emission rate | lb/MMBtu
101 | USNBNOX | U.S. annual NOx nonbaseload output emission rate | lb/MWh
102 | USNBNXO | U.S. ozone season NOx nonbaseload output emission rate | lb/MWh
103 | USNBSO2 | U.S. annual SO2 nonbaseload output emission rate | lb/MWh
104 | USNBCO2 | U.S. annual CO2 nonbaseload output emission rate | lb/MWh
105 | USNBCH4 | U.S. annual CH4 nonbaseload output emission rate | lb/MWh
106 | USNBN2O | U.S. annual N2O nonbaseload output emission rate | lb/MWh
107 | USNBC2E | U.S. annual CO2 equivalent nonbaseload output emission rate | lb/MWh
108 | USNBHG | U.S. annual Hg nonbaseload output emission rate | lb/MWh
109 | USGENACL | U.S. annual coal net generation | MWh
110 | USGENAOL | U.S. annual oil net generation | MWh
111 | USGENAGS | U.S. annual gas net generation | MWh
112 | USGENANC | U.S. annual nuclear net generation | MWh
113 | USGENAHY | U.S. annual hydro net generation | MWh
114 | USGENABM | U.S. annual biomass net generation | MWh
115 | USGENAWI | U.S. annual wind net generation | MWh
116 | USGENASO | U.S. annual solar net generation | MWh
117 | USGENAGT | U.S. annual geothermal net generation | MWh
118 | USGENAOF | U.S. annual other fossil net generation | MWh
119 | USGENAOP | U.S. annual other unknown/purchased fuel net generation | MWh
120 | USGENATN | U.S. annual total nonrenewables net generation | MWh
121 | USGENATR | U.S. annual total renewables net generation | MWh
122 | USGENATH | U.S. annual total nonhydro renewables net generation | MWh
123 | USGENACY | U.S. annual total combustion net generation | MWh
124 | USGENACN | U.S. annual total noncombustion net generation | MWh
125 | USCLPR | U.S. coal generation percent (resource mix) | % | PLGENACL / (PLGENACL + PLGENAOL + PLGENAGS + PLGENANC + PLGENAHY + PLGENABM + PLGENAWI + PLGENASO + PLGENAGT + PLGENAOF +PLGENAOP)
126 | USOLPR | U.S. oil generation percent (resource mix) | % | PLGENAOL / (PLGENACL + PLGENAOL + PLGENAGS + PLGENANC + PLGENAHY + PLGENABM + PLGENAWI + PLGENASO + PLGENAGT + PLGENAOF +PLGENAOP)
127 | USGSPR | U.S. gas generation percent (resource mix) | % | PLGENAGS / (PLGENACL + PLGENAOL + PLGENAGS + PLGENANC + PLGENAHY + PLGENABM + PLGENAWI + PLGENASO + PLGENAGT + PLGENAOF +PLGENAOP)
128 | USNCPR | U.S. nuclear generation percent (resource mix) | % | PLGENANC / (PLGENACL + PLGENAOL + PLGENAGS + PLGENANC + PLGENAHY + PLGENABM + PLGENAWI + PLGENASO + PLGENAGT + PLGENAOF +PLGENAOP)
129 | USHYPR | U.S. hydro generation percent (resource mix) | % | PLGENAHY / (PLGENACL + PLGENAOL + PLGENAGS + PLGENANC + PLGENAHY + PLGENABM + PLGENAWI + PLGENASO + PLGENAGT + PLGENAOF +PLGENAOP)
130 | USBMPR | U.S. biomass generation percent (resource mix) | % | PLGENABM / (PLGENACL + PLGENAOL + PLGENAGS + PLGENANC + PLGENAHY + PLGENABM + PLGENAWI + PLGENASO + PLGENAGT + PLGENAOF +PLGENAOP)
131 | USWIPR | U.S. wind generation percent (resource mix) | % | PLGENAWI / (PLGENACL + PLGENAOL + PLGENAGS + PLGENANC + PLGENAHY + PLGENABM + PLGENAWI + PLGENASO + PLGENAGT + PLGENAOF +PLGENAOP)
132 | USSOPR | U.S. solar generation percent (resource mix) | % | PLGENASO / (PLGENACL + PLGENAOL + PLGENAGS + PLGENANC + PLGENAHY + PLGENABM + PLGENAWI + PLGENASO + PLGENAGT + PLGENAOF +PLGENAOP)
133 | USGTPR | U.S. geothermal generation percent (resource mix) | % | PLGENAGT / (PLGENACL + PLGENAOL + PLGENAGS + PLGENANC + PLGENAHY + PLGENABM + PLGENAWI + PLGENASO + PLGENAGT + PLGENAOF +PLGENAOP)
134 | USOFPR | U.S. other fossil generation percent (resource mix) | % | PLGENAOF / (PLGENACL + PLGENAOL + PLGENAGS + PLGENANC + PLGENAHY + PLGENABM + PLGENAWI + PLGENASO + PLGENAGT + PLGENAOF +PLGENAOP)
135 | USOPPR | U.S. other unknown/purchased fuel generation percent (resource mix) | % | PLGENAOP / (PLGENACL + PLGENAOL + PLGENAGS + PLGENANC + PLGENAHY + PLGENABM + PLGENAWI + PLGENASO + PLGENAGT + PLGENAOF +PLGENAOP)
136 | USTNPR | U.S. total nonrenewables generation percent (resource mix) | % | PLGENATN / (PLGENATN + PLGENATR)
137 | USTRPR | U.S. total renewables generation percent (resource mix) | % | PLGENATR / (PLGENATN + PLGENATR)
138 | USTHPR | U.S. total nonhydro renewables generation percent (resource mix) | % | PLGENATH / (PLGENACL + PLGENAOL + PLGENAGS + PLGENANC + PLGENAHY + PLGENABM + PLGENAWI + PLGENASO + PLGENAGT + PLGENAOF +PLGENAOP)
139 | USCYPR | U.S. total combustion generation percent (resource mix) | % | PLGENACY / (PLGENACY + PLGENACN)
140 | USCNPR | U.S. total noncombustion generation percent (resource mix) | % | PLGENACN / (PLGENACY + PLGENACN)
141 | USNBGNCL | U.S. annual total nonbaseload coal generation | MWh
142 | USNBGNOL | U.S. annual total nonbaseload oil generation | MWh
143 | USNBGNGS | U.S. annual total nonbaseload gas generation | MWh
144 | USNBGNNC | U.S. annual total nonbaseload nuclear generation | MWh
145 | USNBGNHY | U.S. annual total nonbaseload hydro generation | MWh
146 | USNBGNBM | U.S. annual total nonbaseload biomass generation | MWh
147 | USNBGNWI | U.S. annual total nonbaseload wind generation | MWh
148 | USNBGNSO | U.S. annual total nonbaseload solar generation | MWh
149 | USNBGNGT | U.S. annual total nonbaseload geothermal generation | MWh
150 | USNBGNOF | U.S. annual total nonbaseload other fossil generation | MWh
151 | USNBGNOP | U.S. annual total nonbaseload other unknown/purchased fuel generation | MWh
152 | USNBCLPR | U.S. nonbaseload coal generation percent (resource mix) | % | baNBGNCL /( baNBGNCL + baNBGNOL + baNBGNGS + baNBGNNC +baNBGNHY) + baNBGNBM + baNBGNWI + baNBGNSO + baNBGNGT + baNBGNOF + baNBGNOP )
153 | USNBOLPR | U.S. nonbaseload oil generation percent (resource mix) | % | baNBGNOL /( baNBGNCL + baNBGNOL + baNBGNGS + baNBGNNC +baNBGNHY) + baNBGNBM + baNBGNWI + baNBGNSO + baNBGNGT + baNBGNOF + baNBGNOP )
154 | USNBGSPR | U.S. nonbaseload gas generation percent (resource mix) | % | baNBGNGS /( baNBGNCL + baNBGNOL + baNBGNGS + baNBGNNC +baNBGNHY) + baNBGNBM + baNBGNWI + baNBGNSO + baNBGNGT + baNBGNOF + baNBGNOP )
155 | USNBNCPR | U.S. nonbaseload nuclear generation percent (resource mix) | % | baNBNCPR /( baNBGNCL + baNBGNOL + baNBGNGS + baNBGNNC +baNBGNHY) + baNBGNBM + baNBGNWI + baNBGNSO + baNBGNGT + baNBGNOF + baNBGNOP )
156 | USNBHYPR | U.S. nonbaseload hydro generation percent (resource mix) | % | baNBHYPR /( baNBGNCL + baNBGNOL + baNBGNGS + baNBGNNC +baNBGNHY) + baNBGNBM + baNBGNWI + baNBGNSO + baNBGNGT + baNBGNOF + baNBGNOP )
157 | USNBBMPR | U.S. nonbaseload biomass generation percent (resource mix) | % | baNBGNBM /( baNBGNCL + baNBGNOL + baNBGNGS + baNBGNNC +baNBGNHY) + baNBGNBM + baNBGNWI + baNBGNSO + baNBGNGT + baNBGNOF + baNBGNOP )
158 | USNBWIPR | U.S. nonbaseload wind generation percent (resource mix) | % | baNBGNWI /( baNBGNCL + baNBGNOL + baNBGNGS + baNBGNNC +baNBGNHY) + baNBGNBM + baNBGNWI + baNBGNSO + baNBGNGT + baNBGNOF + baNBGNOP )
159 | USNBSOPR | U.S. nonbaseload solar generation percent (resource mix) | % | baNBGNSO /( baNBGNCL + baNBGNOL + baNBGNGS + baNBGNNC +baNBGNHY) + baNBGNBM + baNBGNWI + baNBGNSO + baNBGNGT + baNBGNOF + baNBGNOP )
160 | USNBGTPR | U.S. nonbaseload geothermal generation percent (resource mix) | % | baNBGNGT /( baNBGNCL + baNBGNOL + baNBGNGS + baNBGNNC +baNBGNHY) + baNBGNBM + baNBGNWI + baNBGNSO + baNBGNGT + baNBGNOF + baNBGNOP )
161 | USNBOFPR | U.S. nonbaseload other fossil generation percent (resource mix) | % | baNBGNOF /( baNBGNCL + baNBGNOL + baNBGNGS + baNBGNNC +baNBGNHY) + baNBGNBM + baNBGNWI + baNBGNSO + baNBGNGT + baNBGNOF + baNBGNOP )
162 | USNBOPPR | U.S. nonbaseload other unknown/purchased fuel generation percent (resource mix) | % | baNBGNOP /( baNBGNCL + baNBGNOL + baNBGNGS + baNBGNNC +baNBGNHY) + baNBGNBM + baNBGNWI + baNBGNSO + baNBGNGT + baNBGNOF + baNBGNOP )

## Grid Loss
Field | Name | Description | Unit | Source(s)
1 | YEAR | Data year
2 | REGION | One of the three interconnect power grids in the U.S. (plus Alaska, Hawaii, and the entire U.S.)
3 | ESTLOSS | The total amount of electricity in the region that is generated but is not sold for resale or wholesale, furnished without charge, or used by the generator or utility | MWh | EIA State Electricity Profiles, Supply and disposition of electricity, 1990-2022
4 | TOTDISP | The total amount of electricity in the region that is sold directly to customers, sold for resale, furnished without charge, consumed by the respondent without charge, and lost, without exports included | MWh | EIA State Electricity Profiles, Supply and disposition of electricity, 1990-2022
5 | DIRCTUSE | The total amount of electricity used by plants and/or utilities in the region that is not sold for wholesale or resale; direct use electricity is not transmitted through the grid and therefore does not have the potential to be lost | MWh | EIA State Electricity Profiles, Supply and disposition of electricity, 1990-2022
6 | GGRSLOSS | The estimated regional grid gross loss as a percent Estimated losses/(Total disposition – Direct use)*100 | %

## EJ Screen Demo
Field | Name | Description | Unit | Source(s)
1 | SEQPLT | Plant file sequence number |  | assigned
2 | YEAR | Data Year
3 | PSTATABB | Plant state abbreviation |  | EPA/CAMD; EIA-860
4 | PNAME | Plant name |  | EPA/CAMD; EIA-860
5 | ORISPL | DOE/EIA ORIS plant or facility code |  | EPA/CAMD; EIA-860
6 | LAT | Plant latitude |  | EIA-860
7 | LON | Plant longitude |  | EIA-860
8 | PLPRMFL | Plant primary fuel |  | EPA/CAMD; EIA-923
9 | PLFUELCT | Plant primary fuel category |  | assigned
10 | NAMEPCAP | Plant nameplate capacity (MW) | MW | EIA-860
11 | COALFLAG | Flag indicating if the plant burned or generated any amount of coal |  | EIA-860
12 | TOTALPOP | Total Population |  | EJScreen
13 | RAW_D_PEOPCOLOR | People of Color | % | EJScreen
14 | RAW_D_INCOME | Low Income | % | EJScreen
15 | RAW_D_LESSHS | Less Than High School Education | % | EJScreen
16 | RAW_D_LING | Limited English Speaking | % | EJScreen
17 | RAW_D_UNDER5 | Under Age 5 | % | EJScreen
18 | RAW_D_OVER64 | Over Age 64 | % | EJScreen
19 | RAW_D_UNEMPLOYED | Unemployment Rate | % | EJScreen
20 | RAW_D_LIFEEXP | Limited Life Expectancy | % | EJScreen
21 | RAW_D_DEMOGIDX2 | Demographic Index | % | EJScreen
22 | RAW_D_DEMOGIDX5 | Supplemental Demographic Index | % | EJScreen
23 | S_D_PEOPCOLOR | State Average of People of Color | % | EJScreen
24 | S_D_INCOME | State Average of Low Income | % | EJScreen
25 | S_D_LESSHS | State Average of Less Than High School Education | % | EJScreen
26 | S_D_LING | State Average of Limited English Speaking | % | EJScreen
27 | S_D_UNDER5 | State Average of Under Age 5 | % | EJScreen
28 | S_D_OVER64 | State Average of Over Age 64 | % | EJScreen
29 | S_D_UNEMPLOYED | State Average of Unemployment Rate | % | EJScreen
30 | S_D_LIFEEXP | State Average of Limited Life Expectancy | % | EJScreen
31 | S_D_DEMOGIDX2 | State Average of Demographic Index | % | EJScreen
32 | S_D_DEMOGIDX5 | State Average of Supplemental Demographic Index | % | EJScreen
33 | S_D_PEOPCOLOR_PER | State Percentile of People of Color |  | EJScreen
34 | S_D_INCOME_PER | State Percentile of Low Income |  | EJScreen
35 | S_D_LESSHS_PER | State Percentile of Less Than High School Education |  | EJScreen
36 | S_D_LING_PER | State Percentile of Limited English Speaking |  | EJScreen
37 | S_D_UNDER5_PER | State Percentile of Under Age 5 |  | EJScreen
38 | S_D_OVER64_PER | State Percentile of Over Age 64 |  | EJScreen
39 | S_D_UNEMPLOYED_PER | State Percentile of Unemployment Rate |  | EJScreen
40 | S_D_LIFEEXP_PER | State Percentile of Limited Life Expectancy |  | EJScreen
41 | S_D_DEMOGIDX2_PER | State Percentile of Demographic Index |  | EJScreen
42 | S_D_DEMOGIDX5_PER | State Percentile of Supplemental Demographic Index |  | EJScreen
43 | N_D_PEOPCOLOR | National Average of People of Color | % | EJScreen
44 | N_D_INCOME | National Average of Low Income | % | EJScreen
45 | N_D_LESSHS | National Average of Less Than High School Education | % | EJScreen
46 | N_D_LING | National Average of Limited English Speaking | % | EJScreen
47 | N_D_UNDER5 | National Average of Under Age 5 | % | EJScreen
48 | N_D_OVER64 | National Average of Over Age 64 | % | EJScreen
49 | N_D_UNEMPLOYED | National Average of Unemployment Rate | % | EJScreen
50 | N_D_LIFEEXP | National Average of Limited Life Expectancy | % | EJScreen
51 | N_D_DEMOGIDX2 | National Average of Demographic Index | % | EJScreen
52 | N_D_DEMOGIDX5 | National Average of Supplemental Demographic Index | % | EJScreen
53 | N_D_PEOPCOLOR_PER | National Percentile of People of Color |  | EJScreen
54 | N_D_INCOME_PER | National Percentile of Low Income |  | EJScreen
55 | N_D_LESSHS_PER | National Percentile of Less Than High School Education |  | EJScreen
56 | N_D_LING_PER | National Percentile of Limited English Speaking |  | EJScreen
57 | N_D_UNDER5_PER | National Percentile of Under Age 5 |  | EJScreen
58 | N_D_OVER64_PER | National Percentile of Over Age 64 |  | EJScreen
59 | N_D_UNEMPLOYED_PER | National Percentile of Unemployment Rate |  | EJScreen
60 | N_D_LIFEEXP_PER | National Percentile of Limited Life Expectancy |  | EJScreen
61 | N_D_DEMOGIDX2_PER | National Percentile of Demographic Index |  | EJScreen
62 | N_D_DEMOGIDX5_PER | National Percentile of Supplemental Demographic Index |  | EJScreen
63 | DISTANCE | Distance (miles) | miles | EJScreen